## SUMMARY
PROJECT BILL OF QUANTITIES — MODULE INDEX
Module | Sheet Tab | Discipline | Elements | No. of Elements | No. of Line Items
Module 0 | MODULE 0 | Preliminaries & General Requirements | 1–14 | 14 | 109
Module 1 | MODULE 1 | Structure (Substructure & Frame) | 1–14 | 14 | 201
Module 2 | MODULE 2 | Architecture & Finishes | 13–18 | 6 | 112
Module 3 | MODULE 3 | Plumbing & Drainage | 19–25 | 7 | 93
Module 4 | MODULE 4 | Electrical | 26–34 | 9 | 91
Module 5 | MODULE 5 | HVAC / Mechanical | 35–43 | 9 | 89
Module 6 | MODULE 6 | CCTV / Surveillance | 44–49 | 6 | 50
Module 7 | MODULE 7 | Fire Systems | 50–58 | 9 | 71
Module 8 | MODULE 8 | Communication Systems | 59–66 | 8 | 61
Module 9 | MODULE 9 | Lifts & Vertical Transportation | 67–70 | 4 | 26
Module 10 | MODULE 10 | External Works & Site Infrastructure | 71–77 | 7 | 48
Module 11 | MODULE 11 | Security & Access Control | 78–82 | 5 | 27
Module 12 | MODULE 12 | FF&E, Joinery & Fittings | 83–88 | 6 | 27
Module 13 | MODULE 13 | Sound, AV & PA Systems | 89–93 | 5 | 28
Module 15 | MODULE 15 | BMS / Building Management & Controls | 100–103 | 4 | 20
Module 16 | MODULE 16 | Gas, Renewables & Specialist Services | 104–109 | 6 | 32
Module 17 | MODULE 17 | Interior Design & Decoration | 110–114 | 5 | 23
|  | TOTAL |  | 124 | 1108

## MODULE 0
Ref. | Element | Applicable Level | Detailed BOQ Item | Quantity | Unit | Rate | Amount | Formula / Quantity Source
1.01 | Employer's Requirements & Project Particulars | Project-wide | Allow for compliance with Employer's Information Requirements and BIM execution plan |  | item | 14.0983 |  | Fixed charge – lump sum
1.02 |  |  | Allow for compliance with planning conditions and consents |  | item | 14.0983 |  | Fixed charge – lump sum
1.03 |  |  | Allow for compliance with Building Regulations and statutory approvals |  | item | 14.0983 |  | Fixed charge – lump sum
1.04 |  |  | Allow for party-wall awards, rights of light and boundary agreements |  | nr | 14.0983 |  | Count by award/agreement
1.05 |  |  | Allow for section agreements (S38/S278/S104/S106) and utility approvals |  | nr | 14.0983 |  | Count by agreement
1.06 |  |  | Allow for permits to work, road-opening and highway licences |  | nr | 14.0983 |  | Count by permit
1.07 |  |  | Allow for photographic and condition surveys of adjoining property |  | nr | 14.0983 |  | Count by survey / property
2.01 | Management & Supervisory Staff | Project-wide | Provide project / contracts manager |  | wk | 22.3661 |  | Weeks on site (programme duration)
2.02 |  |  | Provide site manager / agent |  | wk | 22.3661 |  | Weeks on site
2.03 |  |  | Provide assistant site managers / section engineers |  | wk | 22.3661 |  | Weeks × number of staff
2.04 |  |  | Provide site / setting-out engineer |  | wk | 66.4617 |  | Weeks on site
2.05 |  |  | Provide quantity surveyor / commercial staff |  | wk | 14.0983 |  | Weeks on site
2.06 |  |  | Provide planner / programmer |  | wk | 22.3661 |  | Weeks on site
2.07 |  |  | Provide health-and-safety manager / advisor |  | wk | 22.3661 |  | Weeks on site
2.08 |  |  | Provide site administrator / document controller |  | wk | 13.5557 |  | Weeks on site
2.09 |  |  | Provide general foreman and trade supervisors |  | wk | 13.5557 |  | Weeks × number of staff
2.1 |  |  | Provide site storeman and gateman |  | wk | 13.5557 |  | Weeks × number of staff
3.01 | Site Establishment & Accommodation | Site-wide | Deliver, erect and dismantle site offices |  | item | 79.1698 |  | Fixed charge
3.02 |  |  | Hire and maintain site offices |  | wk | 29.5435 |  | Weeks × number of units
3.03 |  |  | Deliver, erect and dismantle meeting / progress room |  | item | 79.1698 |  | Fixed charge
3.04 |  |  | Hire and maintain meeting room |  | wk | 16.9152 |  | Weeks
3.05 |  |  | Deliver, erect and dismantle secure stores and containers |  | item | 79.1698 |  | Fixed charge
3.06 |  |  | Hire and maintain stores and containers |  | wk | 29.5435 |  | Weeks × number
3.07 |  |  | Provide office furniture, IT, printers and consumables |  | wk | 7.7223 |  | Weeks
3.08 |  |  | Provide covered / lay-down storage and racking |  | m² | 1.5919 |  | Measured storage area
3.09 |  |  | Provide car parking and hardstanding for site staff |  | m² | 1.5919 |  | Measured area
4.01 | Welfare Facilities | Site-wide | Deliver, erect and dismantle welfare / canteen unit |  | item | 79.1698 |  | Fixed charge
4.02 |  |  | Hire and maintain welfare / canteen unit |  | wk | 29.5435 |  | Weeks × number
4.03 |  |  | Deliver, erect and dismantle toilet and drying facilities |  | item | 79.1698 |  | Fixed charge
4.04 |  |  | Hire and maintain toilet and drying facilities |  | wk | 29.5435 |  | Weeks × number
4.05 |  |  | Provide canteen equipment, consumables and cleaning |  | wk | 29.5435 |  | Weeks
4.06 |  |  | Provide first-aid room and equipment |  | wk | 8.3301 |  | Weeks
5.01 | Temporary Services | Site-wide | Provide temporary electricity supply connection and metering |  | item | 22.8522 |  | Fixed charge
5.02 |  |  | Provide temporary electricity running costs and distribution |  | wk | 7.1683 |  | Weeks (metered)
5.03 |  |  | Provide temporary water supply connection and metering |  | item | 22.8522 |  | Fixed charge
5.04 |  |  | Provide temporary water running costs |  | wk | 7.1683 |  | Weeks (metered)
5.05 |  |  | Provide temporary drainage and foul connection |  | item | 22.8522 |  | Fixed charge
5.06 |  |  | Provide temporary telecoms, broadband and site IT network |  | wk | 7.7223 |  | Weeks
5.07 |  |  | Provide temporary heating and dehumidification for the works |  | wk | 12.9945 |  | Weeks
5.08 |  |  | Provide temporary lighting to work areas and task lighting |  | wk | 7.1683 |  | Weeks
5.09 |  |  | Provide temporary gas or fuel supplies where required |  | wk | 17.749 |  | Weeks
6.01 | Security | Site-wide | Provide and erect site hoarding, including gates |  | m | 172.8758 |  | Measured hoarding L
6.02 |  |  | Maintain, alter and remove hoarding |  | item | 3.5071 |  | Fixed charge
6.03 |  |  | Provide hoarding signage, graphics and lighting |  | m | 20.7465 |  | Measured hoarding L
6.04 |  |  | Provide perimeter fencing (Heras) and maintenance |  | m | 7.9886 |  | Measured fence L
6.05 |  |  | Provide manned security / gate personnel |  | wk | 33.6433 |  | Weeks × number
6.06 |  |  | Provide CCTV, alarm and remote monitoring to site |  | wk | 10.8039 |  | Weeks
6.07 |  |  | Provide access-control, turnstiles and biometric site systems |  | wk | 13.9083 |  | Weeks
6.08 |  |  | Provide out-of-hours security and lighting |  | wk | 33.6433 |  | Weeks
7.01 | Safety, Health & Environmental | Site-wide | Provide PPE, site inductions and visitor management |  | wk | 5.9478 |  | Weeks
7.02 |  |  | Provide first-aid provisions, appointed persons and supplies |  | wk | 5.9478 |  | Weeks
7.03 |  |  | Provide fire prevention, extinguishers and fire points |  | nr | 16.1595 |  | Count of fire points
7.04 |  |  | Provide site safety signage, barriers and edge protection |  | item | 8.8438 |  | Fixed charge
7.05 |  |  | Provide environmental protection and pollution-control measures |  | item | 27.6339 |  | Fixed charge
7.06 |  |  | Provide dust monitoring and suppression |  | wk | 1.87 |  | Weeks
7.07 |  |  | Provide noise and vibration monitoring and control |  | wk | 27.6339 |  | Weeks
7.08 |  |  | Provide waste-management, segregation and skips |  | wk | 40.9323 |  | Weeks (or nr skips)
7.09 |  |  | Provide wheel-wash and road-cleaning provisions |  | wk | 36.9475 |  | Weeks
7.1 |  |  | Provide occupational-health and biosecurity measures |  | wk | 5.9478 |  | Weeks
8.01 | Access, Scaffolding & Temporary Works | Site-wide | Design, provide and adapt temporary works (props, shoring, needling) |  | item | 267.8774 |  | Fixed charge / design
8.02 |  |  | Provide and maintain external scaffolding |  | m² | 1.2712 |  | Measured elevation face area
8.03 |  |  | Provide scaffold alterations, adaptations and hoists |  | wk | 9.5924 |  | Weeks
8.04 |  |  | Provide birdcage / internal scaffolding and access towers |  | m² | 1.2712 |  | Measured area
8.05 |  |  | Provide temporary roofs, crash decks and protection screens |  | m² | 3.3595 |  | Measured area
8.06 |  |  | Provide temporary ramps, stairs, walkways and edge protection |  | m | 7.4801 |  | Measured L
8.07 |  |  | Provide temporary roads, crossings and site hardstanding |  | m² | 1.1274 |  | Measured area
8.08 |  |  | Provide ground protection, trackway and mats |  | m² | 1.1274 |  | Measured area
8.09 |  |  | Provide dewatering, pumping and groundwater control |  | wk | 24.7333 |  | Weeks
9.01 | Mechanical Plant & Small Plant | Site-wide | Provide tower crane, including erection, hire and dismantling |  | wk | 397.5604 |  | Weeks (plus erect/dismantle)
9.02 |  |  | Provide mobile crane and appointed-person lifts |  | nr | 6795.3903 |  | Count of lifts / days
9.03 |  |  | Provide passenger / goods hoists and mast climbers |  | wk | 21.5819 |  | Weeks
9.04 |  |  | Provide telehandlers, forklifts and rough-terrain plant |  | wk | 21.5819 |  | Weeks × number
9.05 |  |  | Provide mobile elevating work platforms (MEWPs) |  | wk | 21.5819 |  | Weeks × number
9.06 |  |  | Provide excavators, dumpers and earthmoving plant |  | wk | 29.1895 |  | Weeks × number
9.07 |  |  | Provide generators, compressors and welfare power |  | wk | 29.5435 |  | Weeks × number
9.08 |  |  | Provide small tools, consumables and plant maintenance |  | wk | 6.7422 |  | Weeks
9.09 |  |  | Provide plant fuel, servicing and operators |  | wk | 6.7422 |  | Weeks
10.01 | Setting-out, Surveys & Records | Site-wide | Provide setting-out, gridlines and benchmark establishment |  | item | 66.4617 |  | Fixed charge
10.02 |  |  | Provide topographical, measured and dilapidation surveys |  | nr | 14.0983 |  | Count by survey
10.03 |  |  | Provide monitoring of movement, settlement and vibration |  | wk | 27.6339 |  | Weeks
10.04 |  |  | Provide progress photographs, drone and record media |  | wk | 27.6339 |  | Weeks
10.05 |  |  | Provide as-built records, BIM model updates and document control |  | wk | 8.3301 |  | Weeks
10.06 |  |  | Provide samples, mock-ups and benchmark panels |  | nr | 341.5143 |  | Count by sample / mock-up
10.07 |  |  | Provide testing, inspection and third-party verification |  | item | 23.4686 |  | Fixed charge
11.01 | Cleaning | Site-wide | Provide progressive / builder's cleaning during the works |  | wk | 21.5989 |  | Weeks
11.02 |  |  | Provide rubbish removal, chutes and skip management |  | wk | 40.9323 |  | Weeks
11.03 |  |  | Provide final builder's clean on completion |  | m² | 1.5919 |  | Gross internal floor area
11.04 |  |  | Provide sparkle / specialist clean prior to handover |  | m² | 1.5919 |  | Gross internal floor area
11.05 |  |  | Provide external and window cleaning on completion |  | m² | 1.5919 |  | Measured area
12.01 | Fees, Charges & Statutory | Project-wide | Allow for statutory undertakers' and utility connection charges |  | nr | 67.0923 |  | Count by connection
12.02 |  |  | Allow for local-authority, building-control and inspection fees |  | item | 67.0923 |  | Fixed charge
12.03 |  |  | Allow for planning, licensing and highway-authority fees |  | item | 67.0923 |  | Fixed charge
12.04 |  |  | Allow for crane oversailing, scaffold and skip licences |  | nr | 9.5924 |  | Count by licence
12.05 |  |  | Allow for testing, commissioning authority and certification fees |  | item | 23.9658 |  | Fixed charge
13.01 | Insurances, Bonds & Guarantees | Project-wide | Provide contractor's all-risks insurance |  | % | 10.1085 |  | % of contract value
13.02 |  |  | Provide public and employer's-liability insurance |  | % | 10.1085 |  | % of contract value
13.03 |  |  | Provide professional-indemnity insurance |  | item | 23.9658 |  | Lump sum / % of value
13.04 |  |  | Provide performance bond |  | % | 10.1085 |  | % of contract value
13.05 |  |  | Provide advance-payment and retention bonds |  | % | 10.1085 |  | % of value
13.06 |  |  | Provide parent-company guarantee and collateral warranties |  | nr | 23.9658 |  | Count by warranty
13.07 |  |  | Provide latent-defects / decennial insurance where required |  | % | 10.1085 |  | % of value
14.01 | Completion, Handover & Post-Completion | Project-wide | Provide operation and maintenance manuals and health-and-safety file |  | item | 23.9658 |  | Fixed charge
14.02 |  |  | Provide as-built / record drawings and BIM deliverables |  | item | 23.4686 |  | Fixed charge
14.03 |  |  | Provide commissioning, witnessing and demonstration |  | item | 23.9658 |  | Fixed charge
14.04 |  |  | Provide client and operator training |  | nr | 23.9658 |  | Count of sessions
14.05 |  |  | Provide handover, keys, asset register and tagging |  | item | 23.9658 |  | Fixed charge
14.06 |  |  | Provide defects-liability-period attendance and management |  | mth | 10.1085 |  | Months of DLP
14.07 |  |  | Provide seasonal commissioning and post-occupancy support |  | nr | 23.9658 |  | Count of visits
14.08 |  |  | Allow for making good defects during rectification period |  | item | 23.9658 |  | Fixed charge

## MODULE 1
Ref. | Element | Applicable Level | Detailed BOQ Item | Quantity | Unit | Rate | Amount | Formula / Quantity Source
1.01 | Pad Foundations | Foundations | Excavate foundation pits to the required dimensions and depth, including levelling, trimming and preparation of formation |  | m³ | 1.0151 |  | Number × excavation L × W × D
1.02 |  |  | Cart away and dispose of surplus excavated material off site, classified where required |  | m³ | 1.6429 |  | Excavation volume − retained or reused material
1.03 |  |  | Return, place and compact suitable excavated material around completed pad foundations |  | m³ | 1.0151 |  | Excavation volume − permanent works − imported backfill
1.04 |  |  | Supply, place and compact imported selected backfill around pad foundations |  | m³ | 3.0278 |  | Actual imported backfill volume
1.05 |  |  | Supply and place lean concrete blinding beneath pad foundations to specified thickness |  | m³ | 16.4577 |  | Number × blinding L × W × T
1.06 |  |  | Supply, cut, bend and fix reinforcement bars, links, chairs, spacers and tying wire |  | t | 153.5429 |  | Σ(bar L × bar mass kg/m) ÷ 1,000
1.07 |  |  | Supply, place, compact and cure reinforced concrete pad foundations of specified concrete grade |  | m³ | 17.9057 |  | Number × foundation L × W × D
1.08 |  |  | Provide formwork to exposed vertical sides of pad foundations |  | m² | 1.8775 |  | Number × foundation perimeter × formed D
1.09 |  |  | Provide waterproofing membrane to horizontal and vertical foundation surfaces, including laps and turn-ups |  | m² | 1.0768 |  | Actual horizontal area + actual vertical area
1.1 |  |  | Provide protection board or protection fleece over the complete waterproofed foundation surface |  | m² | 1.0768 |  | Same as 01.09, only where the complete waterproofed area is protected
1.11 |  |  | Supply and install holding-down bolts or anchor assemblies, classified by type and size |  | nr | 3.7432 |  | Count from anchor-bolt schedule
1.12 |  |  | Supply and install embedded plates, earthing lugs, sockets or other cast-in components |  | nr | 3.7432 |  | Count by cast-in item type and size
1.13 |  |  | Form and seal construction joints, including waterstop where specified |  | m | 0.74931 |  | Measured joint L
1.14 |  |  | Apply fair-faced or other specified finish to exposed concrete surfaces |  | m² | 1.5919 |  | Actual exposed concrete surface area receiving finish
1.15 |  |  | Apply concrete sealer to the complete measured finished concrete surface |  | m² | 0.27729 |  | Same as 01.14, only where the entire finished surface receives sealer
2.01 | Strip Foundations | Foundations | Excavate trenches for strip foundations to required width and depth, including trimming formation |  | m³ | 1.0151 |  | Trench L × excavation W × D
2.02 |  |  | Cart away and dispose of surplus excavated material off site |  | m³ | 1.6429 |  | Excavation volume − retained or reused material
2.03 |  |  | Return, place and compact suitable excavated material to sides of strip foundations |  | m³ | 1.0151 |  | Trench volume − permanent works − imported backfill
2.04 |  |  | Supply, place and compact imported selected backfill to sides of strip foundations |  | m³ | 3.0278 |  | Actual imported backfill volume
2.05 |  |  | Supply and place lean concrete blinding beneath strip foundations |  | m³ | 16.4577 |  | Blinding L × W × T
2.06 |  |  | Supply, cut, bend and fix reinforcement bars, links and associated accessories |  | t | 153.5429 |  | Σ(bar L × bar mass kg/m) ÷ 1,000
2.07 |  |  | Supply, place, compact and cure reinforced concrete strip foundations |  | m³ | 17.9057 |  | Foundation L × W × D
2.08 |  |  | Provide formwork to exposed vertical sides of strip foundations |  | m² | 1.8775 |  | Foundation L × formed D × number of formed sides
2.09 |  |  | Provide waterproofing membrane or DPM associated with strip foundation construction |  | m² | 1.5919 |  | Membrane L × developed W
2.1 |  |  | Provide protection fleece over the complete measured waterproofing membrane |  | m² | 1.0768 |  | Same as 02.09, only where waterproofing receives full protection
2.11 |  |  | Form and seal construction joints within strip foundations |  | m | 0.74931 |  | Measured joint L
3.01 | Stone Strip Foundations | Foundations | Excavate trenches for stone strip foundations, including trimming and preparation of formation |  | m³ | 1.0151 |  | Trench L × W × D
3.02 |  |  | Remove and dispose of surplus excavated material off site |  | m³ | 1.6429 |  | Excavation volume − retained or reused material
3.03 |  |  | Supply, place and compact granular base beneath stone foundation |  | m³ | 3.0278 |  | Foundation L × base W × compacted T
3.04 |  |  | Supply and place lean concrete blinding beneath stone foundation where specified |  | m³ | 16.4577 |  | Foundation L × blinding W × T
3.05 |  |  | Construct stone masonry strip foundation of specified stone type and dimensions, including cutting, bedding and jointing |  | m³ | 2.5925 |  | Stonework L × W × H
3.06 |  |  | Apply pointing or special mortar finish to exposed stonework surfaces |  | m² | 2.0816 |  | Actual exposed stonework face area
3.07 |  |  | Return, place and compact suitable backfill around stone foundations |  | m³ | 3.0278 |  | Excavation volume − stonework − base − blinding
3.08 |  |  | Provide horizontal or vertical damp-proof course or membrane |  | m² | 1.0768 |  | Membrane L × developed W
4.01 | Raft Foundations | Foundations | Excavate to reduced level for raft construction, including trimming and preparation of formation |  | m³ | 1.0151 |  | Excavated plan area × average excavation D
4.02 |  |  | Cart away and dispose of surplus excavated material off site |  | m³ | 1.6429 |  | Excavation volume − retained or reused material
4.03 |  |  | Provide ground improvement or stabilisation beneath raft foundation |  | m² or m³ | 3.12 |  | Treated plan area, or area × treatment D
4.04 |  |  | Supply, place and compact imported engineered fill beneath raft foundation |  | m³ | 2.5925 |  | Filled plan area × compacted average T
4.05 |  |  | Supply and place lean concrete blinding beneath raft foundation |  | m³ | 16.4577 |  | Blinding plan area × T
4.06 |  |  | Provide waterproofing or tanking membrane beneath and around raft, including laps, joints and turn-ups |  | m² | 1.0768 |  | Horizontal membrane area + vertical turn-up area
4.07 |  |  | Provide protection fleece over the complete horizontal and vertical waterproofed area |  | m² | 1.0768 |  | Same as 04.06, only where all waterproofing receives protection fleece
4.08 |  |  | Provide protection board over the complete vertical waterproofed area |  | m² | 1.0768 |  | Actual vertical waterproofed area receiving protection board
4.09 |  |  | Provide rigid insulation over the complete horizontal waterproofed raft area |  | m² | 1.0768 |  | Same as horizontal component of 04.06, only where insulation provides full horizontal coverage
4.1 |  |  | Supply, cut, bend and fix top, bottom and local reinforcement, including starters, chairs and couplers |  | t | 153.5429 |  | Σ(bar L × bar mass kg/m) ÷ 1,000
4.11 |  |  | Supply, place, compact and cure reinforced concrete raft, including thickened zones |  | m³ | 17.9057 |  | Main raft area × T + thickening volumes
4.12 |  |  | Provide formwork to raft edges, thickenings, rebates, recesses and upstands |  | m² | 25.4354 |  | Σ(formed face L × H)
4.13 |  |  | Provide PVC or hydrophilic waterbars to construction and movement joints |  | m | 0.74931 |  | Measured waterbar L
4.14 |  |  | Form and seal construction joints between separate raft pours |  | m | 0.74931 |  | Measured construction-joint L
4.15 |  |  | Form and seal movement or isolation joints |  | m | 0.74931 |  | Measured movement-joint L
4.16 |  |  | Apply power-float, trowelled or other specified finish to the raft upper surface |  | m² | 5.9478 |  | Actual finished raft surface area
4.17 |  |  | Apply surface hardener over the complete power-floated raft surface |  | m² | 1.5919 |  | Same as 04.16, only where the hardener covers the entire finished area
4.18 |  |  | Supply and install cast-in sleeves, sockets, anchors, plates and embedded items |  | nr | 2.0463 |  | Count by item type and size
5.01 | Pile Caps | Foundations | Excavate around completed pile groups to pile-cap formation level |  | m³ | 1.0151 |  | Number × excavation L × W × D
5.02 |  |  | Cart away and dispose of surplus excavated material |  | m³ | 1.6429 |  | Excavation volume − retained or reused material
5.03 |  |  | Crop, break down and prepare pile heads to specified cut-off level |  | nr | 15.0443 |  | Count of pile heads
5.04 |  |  | Supply and place lean concrete blinding beneath pile caps |  | m³ | 15.0443 |  | Number × blinding L × W × T
5.05 |  |  | Supply, cut, bend and fix pile-cap reinforcement, links, starters and accessories |  | t | 153.5429 |  | Σ(bar L × bar mass kg/m) ÷ 1,000
5.06 |  |  | Supply, place, compact and cure reinforced concrete pile caps |  | m³ | 15.0443 |  | Number × pile-cap L × W × D
5.07 |  |  | Provide formwork to exposed vertical sides of pile caps |  | m² | 15.0443 |  | Number × pile-cap perimeter × formed D
5.08 |  |  | Supply and install holding-down bolts or anchor assemblies |  | nr | 3.7432 |  | Count from anchor schedule
5.09 |  |  | Supply and install one earthing lug to each pile cap |  | nr | 15.0443 |  | Same as pile-cap count, only where exactly one lug is required per pile cap
5.1 |  |  | Supply and install embedded plates, sleeves and other cast-in components |  | nr | 3.7432 |  | Count by type and size
5.11 |  |  | Return, place and compact selected backfill around completed pile caps |  | m³ | 3.0278 |  | Excavation volume − pile cap − blinding − other permanent works
6.01 | Piles | Foundations | Construct rotary bored piles of stated type and diameter from commencing level to design toe level |  | m | 0.74931 |  | Σ completed bored-pile lengths
6.02 |  |  | Construct CFA piles of stated diameter and completed length |  | m | 0.74931 |  | Σ completed CFA-pile lengths
6.03 |  |  | Construct driven precast-concrete piles of stated size and completed length |  | m | 25.2426 |  | Σ completed driven-pile lengths
6.04 |  |  | Construct driven steel piles of stated section, size and completed length |  | m | 25.2426 |  | Σ completed driven-pile lengths
6.05 |  |  | Provide contiguous or secant piling of stated pile diameter and spacing |  | m | 26.8073 |  | Σ completed pile lengths
6.06 |  |  | Supply and install fabricated reinforcement cages to in-situ concrete piles |  | t | 153.5429 |  | Σ(bar L × bar mass kg/m) ÷ 1,000
6.07 |  |  | Supply and place concrete or grout to pile shafts |  | m³ | 15.0443 |  | π × diameter² ÷ 4 × concreted L
6.08 |  |  | Provide permanent pile casing of specified diameter and thickness |  | m | 26.8073 |  | Σ permanent casing lengths
6.09 |  |  | Provide temporary pile casing where separately measurable |  | m | 26.8073 |  | Σ temporary casing lengths
6.1 |  |  | Provide enlarged pile bases or heads |  | nr | 15.0443 |  | Count by enlargement type and size
6.11 |  |  | Provide pile extensions above original cut-off or commencing level |  | m³ | 15.0443 |  | Extension cross-sectional area × extension L
6.12 |  |  | Break through obstructions encountered above the pile founding stratum |  | hr | 15.0443 |  | Authorised piling-rig standing hours
6.13 |  |  | Remove and dispose of spoil generated by bored or CFA piling |  | m³ | 1.6429 |  | Nominal pile-bore area × bored L, adjusted where required
6.14 |  |  | Carry out pile integrity testing by the specified method |  | nr | 15.0443 |  | Count of piles tested
6.15 |  |  | Carry out static pile-load testing |  | nr | 47.1315 |  | Count of static tests
6.16 |  |  | Carry out dynamic pile-load testing |  | nr | 47.1315 |  | Count of dynamic tests
6.17 |  |  | Provide preliminary or sacrificial test pile complete with testing |  | nr | 15.0443 |  | Count of preliminary test piles
6.18 |  |  | Trim and prepare completed pile heads to cut-off level |  | nr | 15.0443 |  | Count of pile heads
7.01 | Earthworks | Foundations | Clear site of vegetation, scrub and other growth within the defined work area |  | m² | 1.5919 |  | Measured site-clearance plan area
7.02 |  |  | Strip topsoil to stated average depth and stockpile or dispose as specified |  | m³ | 1.6429 |  | Topsoil plan area × average D
7.03 |  |  | Excavate to reduce existing ground to proposed formation level |  | m³ | 1.0151 |  | Existing-surface volume − proposed-surface volume
7.04 |  |  | Excavate for strip footings, pad foundations, pile caps and other foundations |  | m³ | 1.0151 |  | Σ individual foundation-excavation volumes
7.05 |  |  | Excavate trenches or pits for services and associated structures where included in structural scope |  | m³ | 1.0151 |  | Trench or pit L × W × average D
7.06 |  |  | Extra over excavation for rock requiring breakers, specialist plant or explosives |  | m³ | 1.0151 |  | Actual measured rock volume
7.07 |  |  | Extra over excavation in hazardous or contaminated material |  | m³ | 1.0151 |  | Actual affected excavation volume
7.08 |  |  | Extra over excavation below established groundwater level |  | m³ | 1.0151 |  | Actual excavation volume below groundwater level
7.09 |  |  | Provide support to faces of excavation where specifically required |  | m² | 1.5919 |  | Supported excavation-face L × D
7.1 |  |  | Cart away and dispose of excavated material off site |  | m³ | 1.6429 |  | Total excavation − material retained on site
7.11 |  |  | Retain excavated material in temporary spoil heaps on site |  | m³ | 1.0151 |  | Actual volume retained on site
7.12 |  |  | Return, place and compact suitable excavated material |  | m³ | 1.0151 |  | Actual compacted filling from excavated material
7.13 |  |  | Supply, place and compact imported engineered fill |  | m³ | 2.5925 |  | Filled plan area × compacted average T
7.14 |  |  | Supply, place and compact granular fill, capping or sub-base |  | m³ | 3.0278 |  | Plan area × compacted T
7.15 |  |  | Provide blinding bed not exceeding the stated thickness |  | m³ | 2.5925 |  | Blinded plan area × T
7.16 |  |  | Provide geotextile separation or filtration membrane, including required laps |  | m² | 1.0768 |  | Actual covered area + measured lap allowance
7.17 |  |  | Provide geogrid or ground-stabilisation mesh |  | m² | 1.5919 |  | Actual stabilised plan area + specified laps
7.18 |  |  | Stabilise soil in situ by specified mechanical or chemical treatment |  | m² | 1.5919 |  | Actual treated plan area
7.19 |  |  | Provide site or excavation dewatering by specified system |  | item | 24.7333 |  | One complete dewatering system, scope and duration stated
7.2 |  |  | Carry out compaction-density tests |  | nr | 10.6762 |  | Count of test locations or tests
7.21 |  |  | Carry out plate-bearing or proof-rolling tests |  | nr | 10.6762 |  | Count of tests
8.01 | Columns | All Levels | Supply, cut, bend and fix column reinforcement bars, links, starters, chairs and spacers |  | t | 153.5429 |  | Σ(bar L × bar mass kg/m) ÷ 1,000
8.02 |  |  | Supply, place, compact and cure reinforced concrete columns of stated size and concrete grade |  | m³ | 17.9057 |  | Number × column cross-sectional area × H
8.03 |  |  | Provide formwork to column faces, corners, returns and enlargements |  | m² | 1.8775 |  | Number × column perimeter × H
8.04 |  |  | Provide formwork to column capitals, heads or corbels |  | m² | 1.8775 |  | Actual formed surface area
8.05 |  |  | Provide reinforcement mechanical couplers where measured separately |  | nr | 10.6762 |  | Count from reinforcement schedule
8.06 |  |  | Supply and install embedded plates, sockets or connection components |  | nr | 3.7432 |  | Count by type and size
8.07 |  |  | Form openings, sleeves or recesses in columns |  | nr | 10.6762 |  | Count by opening type and size
8.08 |  |  | Apply fair-faced finish to the complete exposed formed column surface |  | m² | 1.5919 |  | Same as relevant exposed component of 08.03, only where all exposed formed faces require the finish
8.09 |  |  | Apply clear sealer to the complete fair-faced column surface |  | m² | 0.27729 |  | Same as 08.08, only where all fair-faced surfaces receive sealer
9.01 | RC Walls | All Levels | Supply, cut, bend and fix wall reinforcement bars, mesh, starters, chairs and couplers |  | t | 153.5429 |  | Σ(bar L × bar mass kg/m) ÷ 1,000
9.02 |  |  | Supply, place, compact and cure reinforced concrete structural, shear or retaining walls |  | m³ | 17.9057 |  | Wall L × H × T − applicable openings
9.03 |  |  | Provide formwork to first wall face, including ends and returns |  | m² | 1.8775 |  | First formed-face area − applicable openings
9.04 |  |  | Provide formwork to second wall face, including ends and returns |  | m² | 1.8775 |  | Second formed-face area − applicable openings
9.05 |  |  | Provide formwork to wall ends, edges, kickers, upstands and attached features |  | m² | 25.4354 |  | Σ(formed feature L × H or W)
9.06 |  |  | Provide waterproofing membrane to buried or retaining-wall faces |  | m² | 1.0768 |  | Actual waterproofed wall-face area
9.07 |  |  | Provide protection board over the complete waterproofed wall face |  | m² | 1.0768 |  | Same as 09.06, only where the full waterproofed area receives protection board
9.08 |  |  | Provide drainage membrane over the complete waterproofed retaining-wall face |  | m² | 1.0768 |  | Same as 09.06, only where drainage membrane covers the full waterproofed area
9.09 |  |  | Provide PVC or hydrophilic waterbars at wall construction joints and kickers |  | m | 0.74931 |  | Measured waterbar L
9.1 |  |  | Form and seal horizontal and vertical construction joints |  | m | 0.74931 |  | Measured construction-joint L
9.11 |  |  | Form and seal movement or isolation joints |  | m | 0.74931 |  | Measured movement-joint L
9.12 |  |  | Form service openings, box-outs, sleeves and recesses in concrete walls |  | nr | 10.6762 |  | Count by opening type, dimensions and wall thickness
9.13 |  |  | Supply and install proprietary cast-in channels |  | m | 0.74931 |  | Measured installed channel L
9.14 |  |  | Supply and install individual embedded plates, anchors and sockets |  | nr | 3.7432 |  | Count by type and size
9.15 |  |  | Apply fair-faced finish to the complete exposed formed wall face |  | m² | 1.5919 |  | Same as relevant exposed wall-formwork face, only where the entire face requires the finish
9.16 |  |  | Apply clear sealer to the complete fair-faced wall surface |  | m² | 0.27729 |  | Same as 09.15, only where all fair-faced surfaces receive sealer
10.01 | Beams | All Levels | Supply, cut, bend and fix beam reinforcement, including main bars, links, hangers and accessories |  | t | 153.5429 |  | Σ(bar L × bar mass kg/m) ÷ 1,000
10.02 |  |  | Supply, place, compact and cure reinforced concrete beams |  | m³ | 17.9057 |  | Σ(beam L × W × D)
10.03 |  |  | Supply, place, compact and cure reinforced concrete ground beams |  | m³ | 17.9057 |  | Σ(ground-beam L × W × D)
10.04 |  |  | Provide formwork to vertical sides of beams |  | m² | 1.8775 |  | Σ(beam L × formed D × number of formed sides)
10.05 |  |  | Provide formwork to beam soffits, including required support |  | m² | 1.8775 |  | Σ(beam L × W)
10.06 |  |  | Provide formwork to beam ends, steps, changes in section and attached features |  | m² | 1.8775 |  | Actual formed feature area
10.07 |  |  | Supply and install embedded plates, anchors, sockets and cast-in components |  | nr | 3.7432 |  | Count by type and size
10.08 |  |  | Supply and install elastomeric bearings, bearing pads or proprietary supports |  | nr | 10.6762 |  | Count by bearing type and size
10.09 |  |  | Form and finish construction joints between separate beam pours |  | m | 0.74931 |  | Measured joint L
10.1 |  |  | Apply fair-faced finish to the complete exposed beam soffit |  | m² | 1.5919 |  | Same as 10.05, only where the entire soffit area requires fair-faced finish
10.11 |  |  | Apply clear sealer to the complete fair-faced beam soffit |  | m² | 0.27729 |  | Same as 10.10, only where all fair-faced soffits receive sealer
11.01 | Slabs | All Levels | Supply, place and compact hardcore or structural fill beneath ground-bearing slabs |  | m³ | 3.0278 |  | Actual filled plan area × compacted T
11.02 |  |  | Supply and place lean concrete blinding below slab construction |  | m³ | 16.4577 |  | Actual blinded plan area × T
11.03 |  |  | Provide damp-proof membrane beneath ground-bearing slab, including laps and turn-ups |  | m² | 1.0768 |  | Actual horizontal membrane area + turn-up area
11.04 |  |  | Provide gas-resistant membrane beneath slab, including sealed laps and penetrations |  | m² | 1.0768 |  | Actual gas-membrane area including turn-ups
11.05 |  |  | Provide protection fleece over the complete DPM or gas-membrane area |  | m² | 1.0768 |  | Same as relevant membrane quantity, only where fleece covers the full measured membrane area
11.06 |  |  | Provide rigid insulation boards beneath or above slab |  | m² | 1.5919 |  | Actual insulated slab area
11.07 |  |  | Supply and fix fabric reinforcement mesh, including laps and supports |  | t | 153.5429 |  | Mesh area × scheduled mesh mass kg/m² ÷ 1,000
11.08 |  |  | Supply, cut, bend and fix loose reinforcement bars and local strengthening |  | t | 153.5429 |  | Σ(bar L × bar mass kg/m) ÷ 1,000
11.09 |  |  | Supply, place, compact and cure reinforced concrete ground-bearing slab |  | m³ | 17.9057 |  | Ground-slab area × T + thickenings and upstands
11.1 |  |  | Supply, place, compact and cure reinforced concrete suspended slab |  | m³ | 17.9057 |  | Suspended-slab area × T + drops and thickenings
11.11 |  |  | Provide soffit formwork to suspended slabs |  | m² | 1.8775 |  | Actual formed slab-soffit area − applicable openings
11.12 |  |  | Provide formwork to slab edges, drops, rebates, upstands and perimeter faces |  | m² | 25.4354 |  | Σ(edge or feature L × formed D or H)
11.13 |  |  | Provide permanent metal decking or permanent slab formwork |  | m² | 1.8775 |  | Actual decked plan area
11.14 |  |  | Provide void formers beneath or within slab construction |  | m² or nr | 3.12 |  | Actual void-former area, or count by type
11.15 |  |  | Form and finish construction joints between separate slab pours |  | m | 0.74931 |  | Measured construction-joint L
11.16 |  |  | Form and seal movement, isolation or expansion joints |  | m | 0.74931 |  | Measured movement-joint L
11.17 |  |  | Provide waterbars to slab construction or movement joints |  | m | 0.74931 |  | Measured waterbar L
11.18 |  |  | Apply power-float, trowelled or brushed finish to concrete slab surface |  | m² | 1.5919 |  | Actual finished slab-top area
11.19 |  |  | Apply dry-shake surface hardener over the complete finished slab-top area |  | m² | 1.5919 |  | Same as 11.18, only where hardener covers the entire finished surface
11.2 |  |  | Apply curing compound over the complete finished slab surface |  | m² | 1.5919 |  | Same as 11.18, only where curing compound covers the entire finished surface
11.21 |  |  | Supply and install cast-in sleeves, openings, box-outs and service penetrations |  | nr | 10.6762 |  | Count by type, dimensions and slab thickness
11.22 |  |  | Supply and install embedded plates, anchors, channels and cast-in components |  | nr or m | 3.7432 |  | Count by item type, or measured channel L
12.01 | Stairs | All Levels | Supply, cut, bend and fix reinforcement to flights, waist slabs and landings |  | t | 153.5429 |  | Σ(bar L × bar mass kg/m) ÷ 1,000
12.02 |  |  | Supply, place, compact and cure reinforced concrete stair flights and landings |  | m³ | 17.9057 |  | Waist-slab volume + step volume + landing volume
12.03 |  |  | Provide formwork to sloping soffits of stair flights |  | m² | 1.8775 |  | Sloping flight L × flight W
12.04 |  |  | Provide formwork to horizontal soffits of stair landings |  | m² | 1.8775 |  | Landing L × W
12.05 |  |  | Provide formwork to stair risers |  | m² | 1.8775 |  | Number of risers × riser H × stair W
12.06 |  |  | Provide formwork to stair edges, strings and exposed sides |  | m² | 1.8775 |  | Actual formed side and edge area
12.07 |  |  | Form stair nosings and continuous edge profiles |  | m | 0.74931 |  | Number of nosings × stair W
12.08 |  |  | Supply and install cast-in inserts and fixings for handrails or balustrades |  | nr | 10.6762 |  | Count from balustrade fixing layout
12.09 |  |  | Apply specified finish to exposed stair treads and landings |  | m² | 1.5919 |  | Actual tread and landing area receiving finish
12.1 |  |  | Apply anti-slip treatment over the complete finished tread and landing area |  | m² | 1.5919 |  | Same as 12.09, only where anti-slip treatment covers the entire finished area
12.11 |  |  | Apply fair-faced finish to exposed stair soffits |  | m² | 1.5919 |  | Same as 12.03 and 12.04, only where all measured soffits require fair-faced finish
13.01 | Ramps | All Levels | Supply, cut, bend and fix reinforcement to ramp slabs, edges and upstands |  | t | 25.4354 |  | Σ(bar L × bar mass kg/m) ÷ 1,000
13.02 |  |  | Supply, place, compact and cure reinforced concrete ramp slab |  | m³ | 17.9057 |  | Sloping ramp area × structural T
13.03 |  |  | Provide formwork to suspended ramp soffit |  | m² | 1.8775 |  | Sloping ramp soffit L × W
13.04 |  |  | Provide formwork to ramp edges and upstand faces |  | m² | 1.8775 |  | Σ(edge or upstand L × formed H)
13.05 |  |  | Supply and construct reinforced-concrete upstands to ramp edges |  | m³ | 25.4354 |  | Upstand L × W × H
13.06 |  |  | Supply and construct concrete kerbs or edge restraints |  | m | 1.3056 |  | Measured centre-line L
13.07 |  |  | Supply and install drainage channels incorporated into ramp construction |  | m | 0.87249 |  | Measured channel centre-line L
13.08 |  |  | Form and seal ramp construction joints |  | m | 0.74931 |  | Measured construction-joint L
13.09 |  |  | Form and seal movement or expansion joints |  | m | 0.74931 |  | Measured movement-joint L
13.1 |  |  | Apply brushed, grooved or specialist anti-slip finish to ramp surface |  | m² | 1.5919 |  | Actual sloping ramp surface area
13.11 |  |  | Apply clear or resin sealer over the complete anti-slip ramp surface |  | m² | 0.27729 |  | Same as 13.10, only where sealer covers the entire treated ramp area
13.12 |  |  | Provide waterproofing membrane to external or exposed ramp surface |  | m² | 1.0768 |  | Actual waterproofed ramp area including turn-ups
13.13 |  |  | Provide protection layer over the complete waterproofed ramp surface |  | m² | 1.0768 |  | Same as 13.12, only where the protection layer covers the entire waterproofed area
13.14 |  |  | Supply and install cast-in sleeves, plates, anchors or embedded items |  | nr | 10.6762 |  | Count by item type and size
14.01 | Roof Slab | Roof Level | Supply, cut, bend and fix reinforcement mesh and loose bars to roof slab |  | t | 153.5429 |  | Mesh weight + Σ(bar L × bar mass kg/m), divided by 1,000
14.02 |  |  | Supply, place, compact and cure reinforced concrete roof slab, including local thickenings |  | m³ | 17.9057 |  | Roof slab area × T + thickening and upstand volumes
14.03 |  |  | Provide soffit formwork to reinforced-concrete roof slab |  | m² | 1.8775 |  | Actual formed roof-soffit area − applicable openings
14.04 |  |  | Provide formwork to roof slab edges, upstands, kerbs, drops and penetrations |  | m² | 25.4354 |  | Σ(formed face L × H or D)
14.05 |  |  | Provide screed or concrete layer to form roof falls |  | m³ | 16.4577 |  | Roof area × average T
14.06 |  |  | Provide roof waterproofing membrane, including laps, upstands and penetration detailing |  | m² | 25.4354 |  | Horizontal roof area + upstand and kerb areas
14.07 |  |  | Provide protection fleece over the complete roof waterproofing membrane |  | m² | 1.0768 |  | Same as 14.06, only where fleece covers all horizontal and vertical waterproofing
14.08 |  |  | Provide roof insulation over the complete horizontal waterproofed area |  | m² | 1.0768 |  | Same as horizontal component of 14.06, only where insulation provides complete horizontal coverage
14.09 |  |  | Provide roof protection board or cover board |  | m² | 3.3595 |  | Actual roof area receiving protection board
14.1 |  |  | Provide vapour-control layer beneath roof insulation |  | m² | 3.3595 |  | Actual vapour-control-layer area including laps and turn-ups
14.11 |  |  | Provide roof finishes comprising ballast, paving slabs or protective surfacing |  | m² | 3.3595 |  | Actual finished roof plan area
14.12 |  |  | Form and seal construction or movement joints in roof slab |  | m | 0.74931 |  | Measured joint L
14.13 |  |  | Form roof openings, sleeves and penetrations through the structural slab |  | nr | 10.6762 |  | Count by type, size and slab thickness
14.14 |  |  | Supply and install cast-in anchors, equipment fixings, channels and sockets |  | nr or m | 3.12 |  | Count by item type, or measured channel L
14.15 |  |  | Apply fair-faced finish to the complete exposed roof-slab soffit |  | m² | 3.3595 |  | Same as 14.03, only where the entire formed roof soffit requires fair-faced finish
14.16 |  |  | Apply paint or sealer over the complete fair-faced roof-slab soffit |  | m² | 3.3595 |  | Same as 14.15, only where the entire fair-faced soffit receives treatment

## MODULE 2
Ref. | Element | Applicable Level | Detailed BOQ Item | Quantity | Unit | Rate | Amount | Formula / Quantity Source
13.01 | Masonry / Infill Walls | All Levels | Construct internal blockwork walls of specified type, strength and thickness, including mortar, bonding, cutting and building around obstructions |  | m² | 1.696 |  | Internal wall L × H − applicable openings
13.02 |  |  | Construct external blockwork walls of specified type, strength and thickness, including mortar, bonding and cutting |  | m² | 1.696 |  | External wall L × H − applicable openings
13.03 |  |  | Construct facing brickwork of specified brick type, bond, mortar and joint finish |  | m² | 1.7382 |  | Facing brickwork L × H − applicable openings
13.04 |  |  | Construct inner leaf of cavity wall in blockwork, including mortar, bonding and cutting |  | m² | 1.696 |  | Inner-leaf L × H − applicable openings
13.05 |  |  | Construct outer leaf of cavity wall in brickwork or blockwork, including specified joint finish |  | m² | 1.7382 |  | Outer-leaf L × H − applicable openings
13.06 |  |  | Provide fair-faced finish to nominated blockwork wall face, including selected blocks and specified joint finish |  | m² | 1.696 |  | Same as relevant masonry wall face quantity, only where the entire measured face is fair-faced
13.07 |  |  | Provide full-fill or partial-fill insulation within cavity wall construction |  | m² | 1.5919 |  | Insulated cavity L × H − excluded openings and uninsulated areas
13.08 |  |  | Provide proprietary wall ties connecting cavity-wall leaves |  | nr | 0.31493 |  | Net tied wall area ÷ designed area served by one tie, plus additional ties
13.09 |  |  | Provide masonry restraints tying walls to columns, slabs or structural framing |  | nr | 0.31493 |  | Count from restraint layout or specified centres
13.1 |  |  | Provide bed-joint reinforcement at specified vertical spacing |  | m | 0.74931 |  | Wall L × number of reinforced courses
13.11 |  |  | Provide masonry movement joints, including filler, backing rod and sealant |  | m | 0.74931 |  | Measured joint H or L
13.12 |  |  | Provide horizontal damp-proof course within masonry construction |  | m² | 1.696 |  | DPC L × developed W
13.13 |  |  | Provide vertical damp-proof course at jambs, interfaces or abutments |  | m² | 0.36634 |  | Vertical DPC L × developed W
13.14 |  |  | Provide cavity trays over openings and at structural interfaces, including stop ends |  | m | 0.74931 |  | Measured tray L, including specified end extensions
13.15 |  |  | Form door, window, service or equipment openings through masonry walls |  | nr | 29.8072 |  | Count by opening type, size and wall thickness
13.16 |  |  | Form jambs, head and sill around masonry openings |  | m | 0.74931 |  | 2 × opening H + opening W, plus sill where applicable
13.17 |  |  | Provide cavity closers around complete opening perimeter |  | m | 0.74931 |  | Same as 13.16, only where cavity closer follows the full measured opening perimeter
13.18 |  |  | Provide additional wall ties around masonry openings |  | nr | 0.31493 |  | Opening perimeter ÷ specified tie spacing, adjusted for corners
13.19 |  |  | Provide flexible fire-resistant seal between masonry wall head and structural soffit |  | m | 0.74931 |  | Measured wall-head L
13.2 |  |  | Provide fire stopping around individual service penetrations through masonry |  | nr | 5.2666 |  | Count by penetration type, size and fire rating
13.21 |  |  | Provide fire stopping to continuous wall junctions or interfaces |  | m | 0.74931 |  | Measured fire-stopped junction L
14.01 | Doors & Windows | All Levels | Supply and install internal timber doorset, including leaf, frame, architraves, seals and specified finish |  | nr | 21.4696 |  | Count by doorset type and size
14.02 |  |  | Supply and install fire-rated timber doorset, including certified leaf, frame, seals and identification |  | nr | 21.4696 |  | Count by doorset type, size and fire rating
14.03 |  |  | Supply and install internal steel doorset, including frame, leaf, finish and seals |  | nr | 65.7237 |  | Count by doorset type and size
14.04 |  |  | Supply and install external steel security doorset, including frame, weather seals, threshold and protective finish |  | nr | 65.7237 |  | Count by type, size and security rating
14.05 |  |  | Supply and install aluminium glazed doorset, including frame, glazing, seals and threshold |  | nr | 21.4696 |  | Count by doorset type and size
14.06 |  |  | Supply and install automatic sliding or swing doorset, including operator, sensors and controls |  | nr | 21.4696 |  | Count complete automatic-door systems
14.07 |  |  | Supply and install roller shutter or sectional overhead door, including guides, hood, operation and controls |  | nr | 21.4696 |  | Count by door type and opening size
14.08 |  |  | Supply and install internal glazed screen, including framing, glazing, gaskets and junctions |  | m² | 1.5919 |  | Screen W × H
14.09 |  |  | Supply and install aluminium-framed windows, including opening lights, glazing, seals and finish |  | nr | 29.8072 |  | Count by window type and size
14.1 |  |  | Supply and install fixed louvre panels, including frame, blades, mesh and finish |  | m² | 1.5919 |  | Overall louvre W × H
14.11 |  |  | Provide insulated glazing to doors, windows or screens where glazing is measured separately |  | m² | 1.5919 |  | Actual glazed W × H
14.12 |  |  | Provide fire-rated, acoustic or security glazing where measured separately |  | m² | 1.5919 |  | Actual specialist-glazing W × H
14.13 |  |  | Provide complete standard ironmongery set to nominated doors |  | set | 19.0982 |  | Same as applicable standard doorset quantity, one set per doorset
14.14 |  |  | Provide complete fire-door ironmongery set, including closer and specified hardware |  | set | 19.0982 |  | Same as 14.02, where every fire doorset receives one complete set
14.15 |  |  | Provide panic or emergency-escape ironmongery to nominated escape doors |  | set | 18.6051 |  | Same as nominated panic-door quantity, one set per applicable door
14.16 |  |  | Provide access-control hardware or preparation to controlled doors |  | set | 18.6051 |  | Same as controlled-door quantity, one set per applicable controlled door
14.17 |  |  | Provide door closer separately to nominated doors |  | nr | 21.4696 |  | Same as nominated closer-door quantity, one closer per applicable door
14.18 |  |  | Provide door signage or identification plate to nominated doors |  | nr | 21.4696 |  | Same as signed-door quantity, one sign per applicable door
14.19 |  |  | Provide internal timber, metal or stone window boards |  | m | 0.74931 |  | Σ opening W + specified end returns
14.2 |  |  | Provide external pressed-metal, concrete or stone window cills |  | m | 0.74931 |  | Σ opening W + specified end projections or returns
14.21 |  |  | Apply perimeter sealant to one side of door or window frame |  | m | 0.74931 |  | 2 × frame H + 2 × frame W, adjusted for threshold condition
14.22 |  |  | Apply perimeter sealant to both sides of door or window frame |  | m | 0.74931 |  | Single-face frame perimeter × 2
14.23 |  |  | Finish reveals, jambs, soffits and sills around door and window openings |  | m² | 1.5919 |  | Developed reveal D × applicable opening perimeter
14.24 |  |  | Provide protective bollards or door guards adjacent to openings |  | nr | 21.4696 |  | Count by item type and size
14.25 |  |  | Provide corner guards to door reveals or vulnerable wall corners |  | nr or m | 5.6013 |  | Count complete guards, or Σ guard L where measured linearly
15.01 | Lintels | All Levels | Supply and install precast concrete lintel, including specified end bearings |  | m | 0.74931 |  | Opening W + left bearing + right bearing
15.02 |  |  | Supply and install prestressed concrete lintel of specified section and load capacity |  | m | 0.74931 |  | Opening W + total specified bearing
15.03 |  |  | Supply and install galvanised-steel cavity lintel, including integral DPC where specified |  | m | 0.36634 |  | Opening W + total specified bearing
15.04 |  |  | Supply and install stainless-steel cavity lintel |  | m | 0.74931 |  | Opening W + total specified bearing
15.05 |  |  | Supply and install structural-steel angle, channel or fabricated lintel |  | m | 0.74931 |  | Opening W + total specified bearing
15.06 |  |  | Supply and install heavy-duty proprietary lintel over large door, window or equipment opening |  | m | 0.74931 |  | Opening W + total specified bearing
15.07 |  |  | Provide padstones or bearing blocks beneath lintel ends |  | nr | 18.6051 |  | Count required padstones or bearing blocks
15.08 |  |  | Provide fire-protection system to exposed faces of structural-steel lintel |  | m² | 1.5919 |  | Exposed section G × lintel L
15.09 |  |  | Apply protective coating to the same exposed faces of structural-steel lintel |  | m² | 0.27729 |  | Same as 15.08, only where coating and fire protection cover identical surfaces
16.01 | Floor Finishes | All Levels | Prepare concrete floor substrate by cleaning, grinding or mechanical preparation |  | m² | 1.5919 |  | Actual floor area receiving preparation
16.02 |  |  | Apply primer or bonding agent over the complete prepared substrate |  | m² | 1.5919 |  | Same as 16.01, only where the entire prepared area is primed
16.03 |  |  | Apply moisture-control or damp-proof treatment to nominated floor substrate |  | m² | 0.36634 |  | Actual area receiving treatment
16.04 |  |  | Lay bonded cement-and-sand screed to specified thickness and finish |  | m² | 0.3819 |  | Actual screeded floor area
16.05 |  |  | Lay unbonded or floating screed over membrane or insulation |  | m² | 1.0768 |  | Actual floating-screed area
16.06 |  |  | Form screed to falls around drains, channels or thresholds |  | m² | 0.3819 |  | Actual area formed to falls
16.07 |  |  | Supply and install raised-access floor, including pedestals, stringers and panels |  | m² | 1.5919 |  | Net raised-floor plan area
16.08 |  |  | Provide raised-access floor ramps, steps, fascia panels or perimeter closures |  | nr or m | 5.6013 |  | Count by component, or measured installed L
16.09 |  |  | Supply and lay sheet-vinyl flooring, including adhesive and welded joints |  | m² | 2.8303 |  | Net area receiving sheet vinyl
16.1 |  |  | Supply and lay vinyl floor tiles, including adhesive and specified pattern |  | m² | 2.5422 |  | Net area receiving vinyl tile
16.11 |  |  | Supply and lay carpet tiles, including adhesive or tackifier |  | m² | 2.5422 |  | Net carpet-tile area
16.12 |  |  | Supply and fix ceramic or porcelain floor tiles, including adhesive and grout |  | m² | 4.5943 |  | Net tiled floor area
16.13 |  |  | Supply and fix natural or engineered stone floor finish |  | m² | 1.5919 |  | Net stone-finished floor area
16.14 |  |  | Apply resin flooring system comprising primer, body coat and wearing layer |  | m² | 1.5919 |  | Net area receiving complete resin system
16.15 |  |  | Apply anti-static or conductive flooring system, including specified conductive components |  | m² | 1.5919 |  | Net conductive-flooring area
16.16 |  |  | Provide earthing connection to conductive flooring system |  | nr | 12.4993 |  | Count required earthing connections
16.17 |  |  | Apply floor paint or protective coating in specified number of coats |  | m² | 0.27729 |  | Net painted floor area
16.18 |  |  | Apply slip-resistant aggregate dressing over the complete coated floor area |  | m² | 1.5919 |  | Same as relevant coated-floor quantity, only where treatment covers the entire coating area
16.19 |  |  | Provide entrance matting system, including frame and mat well |  | m² | 1.5919 |  | Mat L × W
16.2 |  |  | Provide movement, expansion or isolation joint system within floor finish |  | m | 0.74931 |  | Measured joint L
16.21 |  |  | Provide thresholds, transition strips or dividing strips between different floor finishes |  | m | 0.74931 |  | Measured finish-junction L
16.22 |  |  | Provide tactile warning or directional floor finish |  | m² | 2.5422 |  | Actual tactile-finish area
16.23 |  |  | Apply sealant around floor penetrations, plinths or interfaces |  | m | 0.74931 |  | Measured sealed perimeter
17.01 | Wall Finishes | All Levels | Prepare wall substrate by cleaning, filling, sanding or applying bonding treatment |  | m² | 1.5919 |  | Actual wall area receiving preparation
17.02 |  |  | Apply internal backing plaster to masonry or concrete walls |  | m² | 1.696 |  | Actual wall area receiving backing plaster
17.03 |  |  | Apply skim-coat plaster finish over complete backing-plaster area |  | m² | 0.3819 |  | Same as 17.02, only where all backing plaster receives skim coat
17.04 |  |  | Provide drylining comprising plasterboard, framing or adhesive and joint treatment |  | m² | 2.2658 |  | Actual drylined wall area
17.05 |  |  | Apply mist coat, undercoat and finishing coats to complete plastered or drylined wall area |  | m² | 0.3819 |  | Same as relevant finished substrate quantity, only where the complete substrate receives paint
17.06 |  |  | Apply durable, washable or hygiene-grade paint to nominated wall areas |  | m² | 0.27729 |  | Actual area receiving specialist paint
17.07 |  |  | Apply epoxy or chemical-resistant coating to nominated wall areas |  | m² | 0.27729 |  | Actual area receiving epoxy coating
17.08 |  |  | Supply and fix ceramic or porcelain wall tiles, including adhesive, grout and trims |  | m² | 4.5943 |  | Actual tiled wall area
17.09 |  |  | Supply and fix natural or engineered stone wall cladding |  | m² | 2.0816 |  | Actual stone-clad wall area
17.1 |  |  | Supply and install hygienic PVC wall-cladding panels, including joints and trims |  | m² | 11.4339 |  | Actual PVC-clad wall area
17.11 |  |  | Supply and install acoustic wall panels, including backing and perimeter trims |  | m² | 10.4515 |  | Actual acoustic-panel area
17.12 |  |  | Supply and install impact-resistant wall-protection panels |  | m² | 1.5919 |  | Actual protected wall area
17.13 |  |  | Supply and install crash rails, bumper rails or wall-protection rails |  | m | 0.74931 |  | Measured centre-line L
17.14 |  |  | Supply and install angle beads, stop beads, movement beads and finish trims |  | m | 0.74931 |  | Measured installed bead or trim L
17.15 |  |  | Apply sealant between different wall finishes or adjoining components |  | m | 0.74931 |  | Measured sealed-junction L
17.16 |  |  | Finish reveals, jambs, soffits and sills around openings |  | m² | 1.5919 |  | Developed reveal D × applicable opening perimeter
17.17 |  |  | Apply paint to the complete measured plastered reveal area |  | m² | 0.3819 |  | Same as 17.16, only where the full reveal area receives paint
18.01 | Ceiling Finishes | All Levels | Supply and install suspended mineral-fibre tile ceiling, including grid and suspension |  | m² | 2.5422 |  | Net mineral-fibre ceiling plan area
18.02 |  |  | Supply and install metal tile or linear metal ceiling, including grid and suspension |  | m² | 2.5422 |  | Net metal-ceiling plan area
18.03 |  |  | Supply and install acoustic ceiling panels or rafts |  | m² | 10.4515 |  | Σ panel L × W
18.04 |  |  | Supply and install suspended acoustic baffles |  | nr | 18.6051 |  | Count baffles by type and size
18.05 |  |  | Supply and install hygienic or moisture-resistant suspended ceiling system |  | m² | 1.4604 |  | Net hygienic-ceiling plan area
18.06 |  |  | Construct suspended plasterboard ceiling on metal framing |  | m² | 1.4604 |  | Net plasterboard-ceiling plan area
18.07 |  |  | Construct fire-rated plasterboard ceiling to specified resistance |  | m² | 1.4604 |  | Net fire-rated ceiling area
18.08 |  |  | Construct moisture-resistant plasterboard ceiling |  | m² | 1.4604 |  | Net moisture-resistant ceiling area
18.09 |  |  | Apply paint finish to the complete plasterboard ceiling surface |  | m² | 1.4604 |  | Same as relevant plasterboard-ceiling quantity, only where the complete ceiling is painted
18.1 |  |  | Form plasterboard bulkheads, vertical fascias, upstands or changes in ceiling level |  | m² | 25.4354 |  | Developed bulkhead or fascia face area
18.11 |  |  | Apply paint finish to all measured bulkhead and fascia surfaces |  | m² | 0.27729 |  | Same as 18.10, only where all measured surfaces receive the same paint system
18.12 |  |  | Form recessed ceiling margins, lighting troughs or shadow gaps |  | m | 0.74931 |  | Measured centre-line L
18.13 |  |  | Provide proprietary ceiling access hatch, including frame and matching finish |  | nr | 18.6051 |  | Count by hatch type and size
18.14 |  |  | Provide ceiling perimeter angle, trim or shadow-gap profile |  | m | 0.74931 |  | Measured ceiling or room perimeter
18.15 |  |  | Form openings in ceiling for lighting, diffusers, detectors, speakers or services |  | nr | 3.0773 |  | Count by opening type and size
18.16 |  |  | Apply paint finish to exposed structural soffit |  | m² | 0.27729 |  | Actual exposed soffit area receiving paint
18.17 |  |  | Provide acoustic or thermal insulation over the entire suspended-ceiling area |  | m² | 1.5919 |  | Same as relevant suspended-ceiling quantity, only where insulation covers the complete ceiling area

## MODULE 3
Ref. | Element | Applicable Level | Detailed BOQ Item | Quantity | Unit | Rate | Amount | Formula / Quantity Source
19.01 | Below-Ground Drainage | Below Ground | Excavate drainage trenches to required depth and gradient, including trimming and preparation of formation |  | m³ | 1.0151 |  | Trench L × W × average excavation D
19.02 |  |  | Cart away and dispose of surplus excavated material off site |  | m³ | 1.6429 |  | Excavation volume − material returned to trench
19.03 |  |  | Supply, place and compact granular bed and surround to buried drainage pipes |  | m³ | 3.0278 |  | Trench L × W × (bedding + surround T)
19.04 |  |  | Return, place and compact selected excavated material as trench backfill |  | m³ | 1.0151 |  | Trench volume − pipe − bedding − surround
19.05 |  |  | Supply and lay below-ground foul drainage pipes, including jointing to invert |  | m | 0.87249 |  | Measured pipe run L along invert
19.06 |  |  | Supply and lay below-ground surface-water drainage pipes, including jointing |  | m | 0.74948 |  | Measured pipe run L along invert
19.07 |  |  | Supply and install inspection chambers, including base, chamber rings, cover slab and frame |  | nr | 116.082 |  | Count by chamber type and depth
19.08 |  |  | Supply and install proprietary plastic inspection chambers, including cover and frame |  | nr | 116.082 |  | Count by chamber type and size
19.09 |  |  | Supply and install manholes, including base, benching, channels, step irons and cover |  | nr | 116.082 |  | Count by manhole type and depth
19.1 |  |  | Supply and install rodding eyes and access fittings to buried drainage |  | nr | 13.5086 |  | Count by access fitting type
19.11 |  |  | Supply and install gullies, including trapped gully, grating and back inlet |  | nr | 5.9478 |  | Count by gully type
19.12 |  |  | Supply and install channel drainage, including grating, outlet and end caps |  | m | 5.104 |  | Measured channel run L
19.13 |  |  | Supply and install petrol/oil interceptor or separator, including chambers and connections |  | nr | 365.3402 |  | Count by interceptor type and capacity
19.14 |  |  | Connect new drainage to existing sewer, manhole or drain, including making good |  | nr | 116.082 |  | Count of connections to existing system
19.15 |  |  | Supply and place concrete bed, haunch or surround to buried pipes where specified |  | m³ | 16.4577 |  | Pipe run L × concrete cross-section area
19.16 |  |  | Carry out CCTV survey, air and water testing of completed below-ground drainage |  | m | 14.0983 |  | Measured tested drain run L
20.01 | Soil, Waste & Vent Pipework | All Levels | Supply and install uPVC soil and vent stack pipework, including fittings, brackets and jointing |  | m | 1.8833 |  | Measured stack run L
20.02 |  |  | Supply and install cast-iron soil and vent stack pipework, including fittings and brackets |  | m | 1.8833 |  | Measured stack run L
20.03 |  |  | Supply and install waste pipework from appliances to stack, including fittings and brackets |  | m | 1.8833 |  | Measured waste run L
20.04 |  |  | Supply and install ventilating pipework to appliances and branches |  | m | 0.87249 |  | Measured vent run L
20.05 |  |  | Supply and install air-admittance valves to waste or vent terminations |  | nr | 3.6582 |  | Count by valve type and size
20.06 |  |  | Supply and install appliance traps, including seals and connections |  | nr | 13.5086 |  | Count by trap type and size
20.07 |  |  | Supply and install access fittings, rodding points and inspection doors to above-ground drainage |  | nr | 13.5086 |  | Count by access fitting type
20.08 |  |  | Supply and install stack terminations, vent cowls or weathering slates at roof level |  | nr | 13.5086 |  | Count by termination type
20.09 |  |  | Supply and install pipe support brackets, fixings and stack anchors |  | nr | 1.8833 |  | Count by bracket type / measured spacing
20.1 |  |  | Form and fire-stop pipe penetrations through floors and walls, including sleeves |  | nr | 5.2666 |  | Count by penetration size and fire rating
20.11 |  |  | Supply and install intumescent pipe collars or wraps to fire-rated penetrations |  | nr | 16.8058 |  | Count by collar size and rating
20.12 |  |  | Supply and install condensate drainage pipework and connections |  | m | 0.87249 |  | Measured condensate run L
20.13 |  |  | Supply and install pumped or macerator discharge pipework, including pump unit |  | nr | 371.788 |  | Count by unit type
20.14 |  |  | Carry out smoke or air testing of completed above-ground drainage |  | m | 0.87249 |  | Measured tested pipework L
21.01 | Rainwater Goods & Roof Drainage | Roof / External | Supply and install eaves gutters, including brackets, unions, stop ends and outlets |  | m | 1.8833 |  | Measured gutter run L
21.02 |  |  | Supply and install valley or parapet gutters, including outlets and jointing |  | m | 0.74931 |  | Measured gutter run L
21.03 |  |  | Supply and install rainwater downpipes, including fittings, brackets and shoes |  | m | 1.8833 |  | Measured downpipe run L
21.04 |  |  | Supply and install rainwater outlets, including gratings, clamps and connections |  | nr | 2.0463 |  | Count by outlet type and size
21.05 |  |  | Supply and install syphonic roof outlets, including baffle and clamping |  | nr | 2.0463 |  | Count by outlet type
21.06 |  |  | Supply and install rainwater hoppers or funnels |  | nr | 5.9478 |  | Count by hopper type and size
21.07 |  |  | Supply and install leaf guards, balloon gratings or gutter guards |  | nr | 16.8058 |  | Count by guard type
21.08 |  |  | Supply and install rainwater shoes, back inlets and connections to below-ground drainage |  | nr | 16.8058 |  | Count of connections
21.09 |  |  | Supply and install overflow or emergency outlets and warning pipes |  | nr | 2.0463 |  | Count by outlet type
21.1 |  |  | Supply and install pipe support brackets and fixings to rainwater goods |  | nr | 1.8833 |  | Count by bracket type / measured spacing
21.11 |  |  | Carry out testing and flow-checking of completed rainwater installation |  | m | 0.74931 |  | Measured tested run L
22.01 | Cold Water Services | All Levels | Supply and install incoming cold-water service main, including stop tap and connection |  | m | 0.74931 |  | Measured service main L
22.02 |  |  | Supply and install cold-water storage tank/cistern, including cover, insulation and connections |  | nr | 294.5658 |  | Count by tank type and capacity
22.03 |  |  | Supply and install cold-water distribution pipework in copper, including fittings and brackets |  | m | 5.9478 |  | Measured pipe run L
22.04 |  |  | Supply and install cold-water distribution pipework in plastic (PEX/PB), including fittings |  | m | 0.74948 |  | Measured pipe run L
22.05 |  |  | Supply and install isolation, gate and stop valves to cold-water pipework |  | nr | 11.6314 |  | Count by valve type and size
22.06 |  |  | Supply and install pressure-reducing valves, strainers and check valves |  | nr | 11.6314 |  | Count by valve type and size
22.07 |  |  | Supply and install booster pump set or pressurisation unit, including controls |  | nr | 371.788 |  | Count by unit type and duty
22.08 |  |  | Supply and install water meters and associated fittings |  | nr | 16.8058 |  | Count by meter type and size
22.09 |  |  | Supply and install backflow-prevention devices to specified fluid category |  | nr | 16.8058 |  | Count by device type and category
22.1 |  |  | Supply and install tank float valves, overflow and warning pipes |  | nr | 294.5658 |  | Count by item type
22.11 |  |  | Supply and install pipe supports, brackets and fixings to cold-water pipework |  | nr | 1.8833 |  | Count / measured spacing
22.12 |  |  | Carry out pressure testing, flushing, chlorination and sampling of cold-water system |  | m | 0.74931 |  | Measured tested pipework L
23.01 | Hot Water Services | All Levels | Supply and install hot-water storage cylinder or calorifier, including connections and controls |  | nr | 294.5658 |  | Count by cylinder type and capacity
23.02 |  |  | Supply and install instantaneous or point-of-use water heater |  | nr | 16.8058 |  | Count by heater type and rating
23.03 |  |  | Supply and install hot-water distribution pipework in copper, including fittings and brackets |  | m | 5.9478 |  | Measured pipe run L
23.04 |  |  | Supply and install hot-water distribution pipework in plastic, including fittings |  | m | 0.74948 |  | Measured pipe run L
23.05 |  |  | Supply and install secondary hot-water circulation pipework, including fittings |  | m | 0.74948 |  | Measured circulation run L
23.06 |  |  | Supply and install hot-water circulation pump and controls |  | nr | 371.788 |  | Count by pump type and duty
23.07 |  |  | Supply and install isolation, regulating and drain valves to hot-water pipework |  | nr | 11.6314 |  | Count by valve type and size
23.08 |  |  | Supply and install thermostatic mixing valves and blending valves |  | nr | 11.6314 |  | Count by valve type and size
23.09 |  |  | Supply and install expansion vessels, temperature/pressure-relief valves and tundishes |  | nr | 294.5658 |  | Count by item type and size
23.1 |  |  | Supply and install immersion heaters and associated controls |  | nr | 16.8058 |  | Count by heater type and rating
23.11 |  |  | Supply and install pipe supports, brackets and fixings to hot-water pipework |  | nr | 1.8833 |  | Count / measured spacing
23.12 |  |  | Carry out testing, flushing and thermal commissioning of hot-water system |  | m | 0.74931 |  | Measured tested pipework L
24.01 | Sanitary Appliances & Fittings | All Levels | Supply and install WC suite, including pan, cistern, seat, connections and fixings |  | nr | 42.078 |  | Count by WC type
24.02 |  |  | Supply and install wall-hung WC and concealed cistern with support frame |  | nr | 42.078 |  | Count by WC type
24.03 |  |  | Supply and install urinal, including bowl or slab, flush system and waste |  | nr | 16.8058 |  | Count by urinal type
24.04 |  |  | Supply and install wash-hand basin, including taps, waste, trap and brackets |  | nr | 1.8833 |  | Count by basin type
24.05 |  |  | Supply and install vanity or countertop basin, including taps and waste |  | nr | 32.488 |  | Count by basin type
24.06 |  |  | Supply and install sink unit, including taps, waste, trap and connections |  | nr | 32.488 |  | Count by sink type
24.07 |  |  | Supply and install shower tray, enclosure, valve and rose, including waste |  | nr | 35.5175 |  | Count by shower type
24.08 |  |  | Supply and install bath, including taps, waste, trap and panel |  | nr | 16.8058 |  | Count by bath type
24.09 |  |  | Supply and install cleaner's sink or bucket sink, including taps and waste |  | nr | 32.488 |  | Count by sink type
24.1 |  |  | Supply and install drinking-water fountain or bottle filler, including connections |  | nr | 16.8058 |  | Count by unit type
24.11 |  |  | Supply and install accessible/disabled sanitary appliances and support fixings |  | nr | 16.8058 |  | Count by appliance type
24.12 |  |  | Supply and install grab rails, support rails and associated fixings |  | nr | 16.8058 |  | Count by rail type
24.13 |  |  | Supply and install taps, mixers, spray heads and flow regulators to appliances |  | nr | 219.2808 |  | Count by tap type
24.14 |  |  | Supply and install waste fittings, traps and connections to appliances |  | nr | 16.8058 |  | Count by waste/trap type
24.15 |  |  | Supply and install sanitary accessories (dispensers, dryers, mirrors, shelves) |  | nr | 23.1774
24.16 |  |  | Connect appliances to hot, cold and waste services, including commissioning |  | nr | 16.8058 |  | Count of appliances connected
25.01 | Plumbing Insulation, Identification & Sundries | All Levels | Supply and install thermal insulation to hot and cold water pipework, including finish |  | m | 0.74948 |  | Measured insulated pipe run L
25.02 |  |  | Supply and install anti-condensation insulation to cold-water and waste pipework |  | m | 0.74948 |  | Measured insulated pipe run L
25.03 |  |  | Supply and install frost protection or trace heating to exposed pipework |  | m | 0.87249 |  | Measured protected pipe run L
25.04 |  |  | Supply and install insulation jackets to tanks, cylinders and calorifiers |  | nr | 294.5658 |  | Count by vessel type and size
25.05 |  |  | Provide pipework identification, labelling and flow-direction marking |  | m | 0.87249 |  | Measured labelled pipe run L
25.06 |  |  | Provide valve charts, tags and identification labels |  | nr | 11.6314 |  | Count by item type
25.07 |  |  | Supply and install pipe sleeves through walls, floors and structure |  | nr | 16.8058 |  | Count by sleeve size and location
25.08 |  |  | Provide fire-stopping and intumescent sealing to plumbing service penetrations |  | nr | 5.2666 |  | Count by penetration size and rating
25.09 |  |  | Supply and install access panels for concealed valves and fittings |  | nr | 11.6314 |  | Count by panel type and size
25.1 |  |  | Supply and install builder's-work supports, plinths and equipment bases |  | nr | 16.8058 |  | Count by support type
25.11 |  |  | Provide testing, commissioning and certification of complete plumbing installation |  | item | 16.8058 |  | Lump sum for full system commissioning
25.12 |  |  | Provide record drawings, O&M manuals and operative training |  | item | 23.4686 |  | Lump sum for documentation and training

## MODULE 4
Ref. | Element | Applicable Level | Detailed BOQ Item | Quantity | Unit | Rate | Amount | Formula / Quantity Source
26.01 | Incoming Supply & LV Switchgear | Plant / All Levels | Supply and install main LV switchboard/panel board, including incomer, bus-bars and outgoing ways |  | nr | 1170.7847 |  | Count by switchboard type and rating
26.02 |  |  | Supply and install main incoming isolator or switch-fuse, including connections |  | nr | 0.99045 |  | Count by unit type and rating
26.03 |  |  | Supply and install metering panel, current transformers and utility metering equipment |  | nr | 192.2035 |  | Count by meter type
26.04 |  |  | Supply and install power-factor-correction equipment, including capacitors and controls |  | nr | 444.4682 |  | Count by unit type and kVAr
26.05 |  |  | Supply and install standby generator, including base, controls and connections |  | nr | 2467.649 |  | Count by generator type and rating
26.06 |  |  | Supply and install automatic transfer switch or changeover panel, including controls |  | nr | 0.99045 |  | Count by unit type and rating
26.07 |  |  | Supply and install uninterruptible power supply (UPS), including batteries and bypass |  | nr | 341.5143 |  | Count by UPS type and rating
26.08 |  |  | Supply and install surge-protection devices to main and sub-distribution |  | nr | 20.3667 |  | Count by device type
26.09 |  |  | Supply and install LV busbar trunking or rising main, including tap-off units |  | m | 1.1451 |  | Measured busbar run L
26.1 |  |  | Supply and install main supply cables from origin to main switchboard, including terminations |  | m | 0.23889 |  | Measured cable run L
26.11 |  |  | Supply and install cable glands, terminations and connections to switchgear |  | nr | 3.6582 |  | Count by termination type and size
26.12 |  |  | Carry out primary injection testing and commissioning of LV switchgear |  | nr | 9.4237 |  | Count of panels commissioned
27.01 | Distribution Boards & Sub-Mains | All Levels | Supply and install sub-main distribution boards, including MCCB/MCB ways |  | nr | 119.0922 |  | Count by board type and way count
27.02 |  |  | Supply and install final distribution boards or consumer units, including protective devices |  | nr | 119.0922 |  | Count by board type and way count
27.03 |  |  | Supply and install sub-main cables between switchboard and distribution boards, including terminations |  | m | 0.23889 |  | Measured cable run L
27.04 |  |  | Supply and install miniature and moulded-case circuit breakers within boards |  | nr | 5.9508 |  | Count by device type and rating
27.05 |  |  | Supply and install residual-current devices (RCD/RCBO) within boards |  | nr | 5.9508 |  | Count by device type and rating
27.06 |  |  | Supply and install local isolators, switch-disconnectors and fused connection units |  | nr | 0.99045 |  | Count by device type and rating
27.07 |  |  | Supply and install contactors, timeclocks and control gear within boards |  | nr | 14.7003 |  | Count by device type
27.08 |  |  | Supply and install board labelling, schedules and circuit identification |  | nr | 17.7543 |  | Count by board
27.09 |  |  | Supply and install cable glands and terminations to distribution boards |  | nr | 3.6582 |  | Count by termination type and size
27.1 |  |  | Carry out testing and commissioning of distribution boards and sub-mains |  | nr | 9.4237 |  | Count of boards commissioned
28.01 | Cable Containment Systems | All Levels | Supply and install cable tray, including bends, tees, fixings and supports |  | m | 2.0829 |  | Measured tray run L
28.02 |  |  | Supply and install cable ladder, including accessories, fixings and supports |  | m | 2.0829 |  | Measured ladder run L
28.03 |  |  | Supply and install cable basket or wire-mesh tray, including accessories and supports |  | m | 0.23889 |  | Measured basket run L
28.04 |  |  | Supply and install steel or galvanised conduit, including fittings, boxes and fixings |  | m | 0.34429 |  | Measured conduit run L
28.05 |  |  | Supply and install PVC conduit, including fittings, boxes and fixings |  | m | 0.34429 |  | Measured conduit run L
28.06 |  |  | Supply and install flexible conduit connections to equipment |  | m | 0.34429 |  | Measured flexible run L
28.07 |  |  | Supply and install cable trunking, including bends, tees, dividers and fixings |  | m | 1.1451 |  | Measured trunking run L
28.08 |  |  | Supply and install dado, skirting or bench trunking, including accessory boxes |  | m | 1.1451 |  | Measured trunking run L
28.09 |  |  | Supply and install underfloor or floor-box containment and outlet boxes |  | nr | 2.0463 |  | Count by box type
28.1 |  |  | Supply and install cable cleats, ties, supports and fixings |  | nr | 17.7543 |  | Count / measured spacing
28.11 |  |  | Form and fire-stop containment penetrations through walls and floors |  | nr | 5.2666 |  | Count by penetration size and fire rating
29.01 | Cabling & Wiring | All Levels | Supply and install LV power cables (XLPE/SWA) on containment, including terminations |  | m | 0.23889 |  | Measured cable run L
29.02 |  |  | Supply and install LSZH single or multicore cables within containment |  | m | 0.23889 |  | Measured cable run L
29.03 |  |  | Supply and install flat twin-and-earth or equivalent final-circuit cable |  | m | 0.23889 |  | Measured cable run L
29.04 |  |  | Supply and install fire-rated or fire-resistant cabling to life-safety circuits |  | m | 0.44681 |  | Measured cable run L
29.05 |  |  | Supply and install SY/YY control and instrumentation cables |  | m | 0.23889 |  | Measured cable run L
29.06 |  |  | Supply and install cable terminations, glands, lugs and connectors |  | nr | 3.6582 |  | Count by termination type and size
29.07 |  |  | Supply and install junction boxes, connection units and jointing |  | nr | 17.7543 |  | Count by box type
29.08 |  |  | Supply and install cable identification, numbering and circuit marking |  | nr | 17.7543 |  | Count / measured cable run L
29.09 |  |  | Pull, dress and terminate cables into equipment and accessories |  | nr | 23.1774 |  | Count of terminations
29.1 |  |  | Carry out insulation-resistance and continuity testing of installed cabling |  | m | 0.74931 |  | Measured tested cable run L
30.01 | Small Power & Final Circuits | All Levels | Supply and install socket outlets (single/twin), including back boxes and connections |  | nr | 2.0463 |  | Count by socket type
30.02 |  |  | Supply and install switched fused spurs and connection units |  | nr | 0.99045 |  | Count by unit type
30.03 |  |  | Supply and install floor-box and desk power/data outlets |  | nr | 2.0463 |  | Count by outlet type
30.04 |  |  | Supply and install commando or industrial socket outlets, including isolation |  | nr | 2.0463 |  | Count by socket type and rating
30.05 |  |  | Supply and install dedicated supplies to mechanical plant and equipment |  | nr | 17.7543 |  | Count of equipment connections
30.06 |  |  | Supply and install isolators and local switching to fixed equipment |  | nr | 0.99045 |  | Count by isolator type and rating
30.07 |  |  | Supply and install hand-dryer, water-heater and appliance connections |  | nr | 17.7543 |  | Count of appliance connections
30.08 |  |  | Supply and install shaver sockets and specialist power outlets |  | nr | 2.0463 |  | Count by outlet type
30.09 |  |  | Supply and install USB/charging outlets and integrated power modules |  | nr | 2.0463 |  | Count by outlet type
30.1 |  |  | Terminate and test small-power final circuits |  | nr | 17.7543 |  | Count of circuits tested
31.01 | Lighting & Emergency Lighting | All Levels | Supply and install interior luminaires, including lamps, drivers and fixings |  | nr | 25.2426 |  | Count by luminaire type
31.02 |  |  | Supply and install recessed or modular luminaires to suspended ceilings |  | nr | 3.0773 |  | Count by luminaire type
31.03 |  |  | Supply and install surface, suspended or track-mounted luminaires |  | nr | 3.0773 |  | Count by luminaire type
31.04 |  |  | Supply and install external, floodlight and amenity luminaires |  | nr | 3.0773 |  | Count by luminaire type
31.05 |  |  | Supply and install emergency luminaires and self-contained emergency packs |  | nr | 3.0773 |  | Count by luminaire type
31.06 |  |  | Supply and install illuminated exit and escape-route signage |  | nr | 17.6635 |  | Count by sign type
31.07 |  |  | Supply and install lighting switches, grid switches and dimmers |  | nr | 0.99045 |  | Count by switch type
31.08 |  |  | Supply and install presence/absence detectors and photocell controls |  | nr | 17.7543 |  | Count by sensor type
31.09 |  |  | Supply and install lighting-control system, including modules and programming |  | nr | 3.0773 |  | Count by controller / item
31.1 |  |  | Supply and install emergency-lighting central battery or test system where specified |  | nr | 3.0773 |  | Count by system / item
31.11 |  |  | Carry out lighting circuit testing and emergency-lighting duration test |  | nr | 3.0773 |  | Count of luminaires tested
32.01 | Earthing, Bonding & Lightning Protection | All Levels / External | Supply and install main earthing conductors and main earth terminal |  | m | 0.74931 |  | Measured conductor run L
32.02 |  |  | Supply and install earth electrodes, rods, pits and test points |  | nr | 12.4993 |  | Count by electrode type
32.03 |  |  | Supply and install main protective bonding to incoming services |  | nr | 17.7543 |  | Count of bonding connections
32.04 |  |  | Supply and install supplementary bonding within wet or special locations |  | nr | 17.7543 |  | Count of bonding connections
32.05 |  |  | Supply and install equipotential bonding to structural steel and reinforcement |  | nr | 14.8121 |  | Count of bonding connections
32.06 |  |  | Supply and install lightning-protection air terminations, including mesh and finials |  | m | 0.74931 |  | Measured conductor run L
32.07 |  |  | Supply and install lightning-protection down-conductors, including fixings |  | m | 0.74931 |  | Measured conductor run L
32.08 |  |  | Supply and install lightning-protection earth terminations and test clamps |  | nr | 3.6582 |  | Count by termination type
32.09 |  |  | Carry out earth-resistance and bonding-continuity testing |  | nr | 17.7543 |  | Count of test points
33.01 | Fire Detection & Extra-Low-Voltage Systems | All Levels | Supply and install fire-alarm control and indicating panel, including batteries |  | nr | 347.3851 |  | Count by panel type
33.02 |  |  | Supply and install fire-detection devices (smoke, heat, multi-sensor) |  | nr | 17.7543 |  | Count by device type
33.03 |  |  | Supply and install manual call points and interface units |  | nr | 11.1413 |  | Count by device type
33.04 |  |  | Supply and install fire-alarm sounders, beacons and voice-alarm devices |  | nr | 11.1413 |  | Count by device type
33.05 |  |  | Supply and install fire-alarm cabling and containment |  | m | 0.44681 |  | Measured cable run L
33.06 |  |  | Supply and install structured cabling/data outlets, patch panels and cabinets |  | nr | 30.5677 |  | Count by outlet / item
33.07 |  |  | Supply and install access-control, door-entry and intruder-alarm devices |  | nr | 21.4696 |  | Count by device type
33.08 |  |  | Supply and install CCTV cameras, recorders and associated cabling |  | nr | 26.0691 |  | Count by device type
33.09 |  |  | Supply and install disabled-refuge, induction-loop and assistance-alarm systems |  | nr | 30.1036 |  | Count by device / item
33.1 |  |  | Carry out testing, commissioning and certification of fire and ELV systems |  | nr | 17.7543 |  | Count of systems commissioned
34.01 | Testing, Commissioning & Documentation | All Levels | Carry out inspection and testing of complete electrical installation to standards |  | item | 17.7543 |  | Lump sum for full installation testing
34.02 |  |  | Provide electrical installation certificates and test schedules |  | item | 17.7543 |  | Lump sum for certification
34.03 |  |  | Carry out thermographic survey of switchgear and distribution |  | nr | 14.0983 |  | Count of boards surveyed
34.04 |  |  | Provide labelling, warning notices and circuit charts throughout installation |  | item | 17.7543 |  | Lump sum for labelling
34.05 |  |  | Provide record or as-installed drawings and schematics |  | item | 17.7543 |  | Lump sum for record drawings
34.06 |  |  | Provide operation and maintenance manuals and health-and-safety file information |  | item | 17.7543 |  | Lump sum for documentation
34.07 |  |  | Provide operative and client training on installed systems |  | item | 17.7543 |  | Lump sum for training
34.08 |  |  | Provide post-completion attendance and defects rectification during commissioning |  | item | 17.7543 |  | Lump sum for attendance

## MODULE 5
Ref. | Element | Applicable Level | Detailed BOQ Item | Quantity | Unit | Rate | Amount | Formula / Quantity Source
35.01 | Heat Generation & Central Plant | Plant / All Levels | Supply and install gas-fired or oil-fired boiler, including burner, controls and connections |  | nr | 1209.4481 |  | Count by boiler type and rating
35.02 |  |  | Supply and install condensing boiler cascade or modular boiler set |  | nr | 1209.4481 |  | Count by module and rating
35.03 |  |  | Supply and install heat pump (air/ground/water source), including connections and controls |  | nr | 371.788 |  | Count by heat-pump type and rating
35.04 |  |  | Supply and install district-heating or HIU heat-exchanger skid, including controls |  | nr | 680.3265 |  | Count by unit type and rating
35.05 |  |  | Supply and install plate heat exchangers and calorifiers, including connections |  | nr | 680.3265 |  | Count by unit type and duty
35.06 |  |  | Supply and install buffer vessels, thermal stores and expansion vessels |  | nr | 294.5658 |  | Count by vessel type and capacity
35.07 |  |  | Supply and install flue systems, including terminals, supports and condensate drainage |  | m | 0.87249 |  | Measured flue run L
35.08 |  |  | Supply and install gas booster, metering and safety shut-off devices |  | nr | 532.565 |  | Count by item type
35.09 |  |  | Supply and install dosing pots, dirt separators and system filtration |  | nr | 365.3402 |  | Count by item type
35.1 |  |  | Supply and install primary circulation pumps and pressurisation units |  | nr | 371.788 |  | Count by pump type and duty
35.11 |  |  | Supply and install combustion-air and boiler-room ventilation provisions |  | nr | 1209.4481 |  | Count by louvre/fan item
35.12 |  |  | Carry out commissioning and safety testing of heat-generation plant |  | nr | 9.903 |  | Count of units commissioned
36.01 | Cooling & Refrigeration Plant | Plant / All Levels | Supply and install air-cooled or water-cooled chiller, including controls and connections |  | nr | 4302.2054 |  | Count by chiller type and rating
36.02 |  |  | Supply and install cooling tower or dry air cooler, including connections |  | nr | 1799.7952 |  | Count by unit type and duty
36.03 |  |  | Supply and install VRF/VRV outdoor condensing units, including refrigerant connections |  | nr | 21.4696 |  | Count by unit type and rating
36.04 |  |  | Supply and install refrigerant pipework, including insulation and jointing |  | m | 0.87249 |  | Measured refrigerant pipe run L
36.05 |  |  | Supply and install refrigerant branch controllers, valves and leak detection |  | nr | 11.6314 |  | Count by item type
36.06 |  |  | Supply and install chilled-water buffer vessels and expansion equipment |  | nr | 294.5658 |  | Count by vessel type and capacity
36.07 |  |  | Supply and install chilled-water circulation pumps and pressurisation units |  | nr | 371.788 |  | Count by pump type and duty
36.08 |  |  | Supply and install computer-room or precision cooling units, including connections |  | nr | 920.8522 |  | Count by unit type and duty
36.09 |  |  | Supply and install free-cooling and heat-rejection ancillaries |  | nr | 34.8818 |  | Count by item type
36.1 |  |  | Carry out commissioning and F-Gas testing of refrigeration plant |  | nr | 9.903 |  | Count of units commissioned
37.01 | Air Handling & Ventilation Plant | Plant / All Levels | Supply and install air-handling unit, including fans, coils, filters and dampers |  | nr | 936.3183 |  | Count by AHU type and duty
37.02 |  |  | Supply and install heat-recovery ventilation unit (MVHR), including connections |  | nr | 34.8818 |  | Count by unit type and duty
37.03 |  |  | Supply and install supply, extract and toilet-extract fans |  | nr | 42.078 |  | Count by fan type and duty
37.04 |  |  | Supply and install kitchen extract canopy, fan and grease-filtration |  | nr | 62.6326 |  | Count by unit type and duty
37.05 |  |  | Supply and install smoke-extract and car-park ventilation fans |  | nr | 62.6326 |  | Count by fan type and duty
37.06 |  |  | Supply and install fan-coil ventilation and destratification fans |  | nr | 62.6326 |  | Count by fan type
37.07 |  |  | Supply and install air-curtain units, including controls |  | nr | 26.4181 |  | Count by unit type and duty
37.08 |  |  | Supply and install attenuators, filters and ancillary plant items |  | nr | 34.8818 |  | Count by item type
37.09 |  |  | Supply and install anti-vibration mounts, inertia bases and flexible connections |  | nr | 34.8818 |  | Count by item type
37.1 |  |  | Carry out commissioning and airflow testing of ventilation plant |  | nr | 9.903 |  | Count of units commissioned
38.01 | Ductwork Systems | All Levels | Supply and install rectangular galvanised-steel ductwork, including fittings and supports |  | m² | 6.3387 |  | Developed surface area of ductwork
38.02 |  |  | Supply and install circular or spiral ductwork, including fittings and supports |  | m | 4.8531 |  | Measured duct run L by diameter
38.03 |  |  | Supply and install flexible ductwork connections to terminals |  | m | 4.8531 |  | Measured flexible duct run L
38.04 |  |  | Supply and install fire-rated and smoke-extract ductwork, including supports |  | m² | 6.3387 |  | Developed surface area of ductwork
38.05 |  |  | Supply and install kitchen-extract ductwork with access and cleaning provisions |  | m² | 6.3387 |  | Developed surface area of ductwork
38.06 |  |  | Supply and install volume-control and fire/smoke dampers |  | nr | 34.8818 |  | Count by damper type and size
38.07 |  |  | Supply and install supply, extract and transfer grilles, diffusers and louvres |  | nr | 34.8818 |  | Count by terminal type and size
38.08 |  |  | Supply and install weather louvres and builder's-work duct connections |  | nr | 34.8818 |  | Count by louvre type and size
38.09 |  |  | Supply and install duct-mounted attenuators and acoustic treatment |  | nr | 34.8818 |  | Count by item / measured L
38.1 |  |  | Supply and install access doors, test points and cleaning access to ductwork |  | nr | 21.4696 |  | Count by access item
38.11 |  |  | Form and fire-stop ductwork penetrations through walls and floors |  | nr | 5.2666 |  | Count by penetration size and fire rating
39.01 | Heating & Chilled Water Pipework | All Levels | Supply and install LTHW/heating pipework in steel, including fittings and supports |  | m | 0.87249 |  | Measured pipe run L
39.02 |  |  | Supply and install chilled-water pipework in steel, including fittings and supports |  | m | 0.74948 |  | Measured pipe run L
39.03 |  |  | Supply and install pipework in copper or press-fit, including fittings and supports |  | m | 5.9478 |  | Measured pipe run L
39.04 |  |  | Supply and install pipework in plastic or PPR, including fittings and supports |  | m | 0.74948 |  | Measured pipe run L
39.05 |  |  | Supply and install isolation, regulating and commissioning valves |  | nr | 11.6314 |  | Count by valve type and size
39.06 |  |  | Supply and install control valves, actuators and differential-pressure valves |  | nr | 25.2426 |  | Count by valve type and size
39.07 |  |  | Supply and install strainers, air/dirt separators and drain points |  | nr | 365.3402 |  | Count by item type
39.08 |  |  | Supply and install pipework ancillaries (flexible connectors, gauges, sensor pockets) |  | nr | 34.8818 |  | Count by item type
39.09 |  |  | Supply and install pipework supports, brackets, guides and anchors |  | nr | 1.8833 |  | Count / measured spacing
39.1 |  |  | Carry out pressure testing, flushing and chemical treatment of pipework systems |  | m | 0.87249 |  | Measured tested pipe run L
40.01 | Terminal Units & Heat Emitters | All Levels | Supply and install fan-coil units, including connections and controls |  | nr | 62.6326 |  | Count by unit type and duty
40.02 |  |  | Supply and install chilled beams (active/passive), including connections |  | nr | 34.8818 |  | Count by unit type and duty
40.03 |  |  | Supply and install radiators and heated towel rails, including valves |  | nr | 11.6314 |  | Count by emitter type and size
40.04 |  |  | Supply and install underfloor heating manifolds, pipe circuits and controls |  | m² | 1.5919 |  | Heated floor area served
40.05 |  |  | Supply and install trench heating and natural-convection units |  | m | 0.74931 |  | Measured installed run L
40.06 |  |  | Supply and install radiant panels, heaters and warm-air units |  | nr | 34.8818 |  | Count by unit type and duty
40.07 |  |  | Supply and install VRF indoor units (cassette, ducted, wall), including connections |  | nr | 21.4696 |  | Count by unit type and duty
40.08 |  |  | Supply and install destratification and terminal ventilation units |  | nr | 34.8818 |  | Count by unit type
40.09 |  |  | Connect terminal units to pipework, ductwork, drainage and controls |  | nr | 34.8818 |  | Count of units connected
40.1 |  |  | Carry out setting-to-work and testing of terminal units |  | nr | 34.8818 |  | Count of units tested
41.01 | Controls, BMS & Instrumentation | All Levels | Supply and install building-management-system controllers and outstations |  | nr | 30.1036 |  | Count by controller type
41.02 |  |  | Supply and install BMS field sensors (temperature, pressure, flow, humidity, CO2) |  | nr | 15.4086 |  | Count by sensor type
41.03 |  |  | Supply and install control valves, actuators and damper actuators (controls scope) |  | nr | 25.2426 |  | Count by device type
41.04 |  |  | Supply and install control panels, motor-control centres and starters |  | nr | 34.8818 |  | Count by panel type
41.05 |  |  | Supply and install BMS network cabling, containment and terminations |  | m | 0.74931 |  | Measured cable run L
41.06 |  |  | Supply and install local control packages to plant items |  | nr | 34.8818 |  | Count by package type
41.07 |  |  | Supply and install head-end workstation, graphics and software configuration |  | item | 17.6635 |  | Lump sum for BMS head-end
41.08 |  |  | Carry out point-to-point checks, software commissioning and integration |  | nr | 34.8818 |  | Count of points / systems commissioned
42.01 | Thermal Insulation & Sundries | All Levels | Supply and install thermal insulation to heating and hot-water pipework, including finish |  | m | 0.74948 |  | Measured insulated pipe run L
42.02 |  |  | Supply and install anti-condensation insulation to chilled-water and refrigerant pipework |  | m | 0.74948 |  | Measured insulated pipe run L
42.03 |  |  | Supply and install ductwork thermal insulation, including vapour barrier and finish |  | m² | 6.3387 |  | Insulated duct surface area
42.04 |  |  | Supply and install acoustic insulation and lagging to ductwork and plant |  | m² | 6.3387 |  | Insulated surface area
42.05 |  |  | Supply and install fire protection and fire-rated wrap to ductwork and pipework |  | m² | 6.3387 |  | Protected surface area
42.06 |  |  | Supply and install insulation and cladding to plant, vessels and equipment |  | m² | 11.4339 |  | Insulated surface area
42.07 |  |  | Provide identification, banding and flow-marking to insulated services |  | m | 0.74931 |  | Measured labelled run L
42.08 |  |  | Supply and install pipe/duct sleeves, seals and builder's-work supports |  | nr | 34.8818 |  | Count by item type
42.09 |  |  | Provide fire-stopping and intumescent sealing to HVAC penetrations |  | nr | 5.2666 |  | Count by penetration size and rating
43.01 | Testing, Commissioning & Documentation | All Levels | Carry out static completion and pre-commissioning cleaning of systems |  | item | 34.8818 |  | Lump sum for pre-commissioning
43.02 |  |  | Carry out water-side balancing and regulation of pipework systems |  | nr | 34.8818 |  | Count of circuits/valves balanced
43.03 |  |  | Carry out air-side balancing and regulation of ventilation systems |  | nr | 34.8818 |  | Count of terminals balanced
43.04 |  |  | Carry out performance testing and system proving of HVAC installation |  | item | 34.8818 |  | Lump sum for performance testing
43.05 |  |  | Provide commissioning records, test certificates and validation results |  | item | 34.8818 |  | Lump sum for commissioning records
43.06 |  |  | Provide record or as-installed drawings and schematics |  | item | 34.8818 |  | Lump sum for record drawings
43.07 |  |  | Provide operation and maintenance manuals and health-and-safety file information |  | item | 34.8818 |  | Lump sum for documentation
43.08 |  |  | Provide operative and client training on installed systems |  | item | 34.8818 |  | Lump sum for training
43.09 |  |  | Provide seasonal commissioning and post-completion attendance |  | item | 34.8818 |  | Lump sum for seasonal commissioning

## MODULE 6
Ref. | Element | Applicable Level | Detailed BOQ Item | Quantity | Unit | Rate | Amount | Formula / Quantity Source
44.01 | Head-End Equipment & Recording | Control Room / Plant | Supply and install network video recorder (NVR), including licences and configuration |  | nr | 14.0983 |  | Count by NVR type and channel capacity
44.02 |  |  | Supply and install digital video recorder (DVR) where analogue cameras are retained |  | nr | 251.285 |  | Count by DVR type and channel capacity
44.03 |  |  | Supply and install video-management-system (VMS) server and software |  | nr | 530.0381 |  | Count by server / licence
44.04 |  |  | Supply and install RAID storage array and expansion units |  | nr | 530.0381 |  | Count by unit type and capacity
44.05 |  |  | Supply and install network switches and PoE injectors for CCTV network |  | nr | 0.99045 |  | Count by switch type and port count
44.06 |  |  | Supply and install head-end equipment rack, cabinet, PDU and cable management |  | nr | 119.8673 |  | Count by rack type and size
44.07 |  |  | Supply and install uninterruptible power supply (UPS) to CCTV head-end |  | nr | 341.5143 |  | Count by UPS type and rating
44.08 |  |  | Supply and install encoders, decoders and video-distribution equipment |  | nr | 32.3529 |  | Count by device type
44.09 |  |  | Configure recording schedules, retention and storage-calculation parameters |  | nr | 6.8684 |  | Count of recorders configured
45.01 | Cameras & Field Devices | All Levels / External | Supply and install fixed internal dome/bullet IP cameras, including mounts |  | nr | 26.0691 |  | Count by camera type and resolution
45.02 |  |  | Supply and install fixed external IP cameras, including weatherproof housing and mounts |  | nr | 26.0691 |  | Count by camera type and resolution
45.03 |  |  | Supply and install PTZ (pan-tilt-zoom) cameras, including mounts and controls |  | nr | 26.0691 |  | Count by camera type
45.04 |  |  | Supply and install panoramic or multi-sensor (180°/360°) cameras |  | nr | 26.0691 |  | Count by camera type
45.05 |  |  | Supply and install thermal or low-light specialist cameras |  | nr | 3.0773 |  | Count by camera type
45.06 |  |  | Supply and install ANPR (automatic number-plate recognition) cameras and analytics |  | nr | 26.0691 |  | Count by camera / lane
45.07 |  |  | Supply and install camera mounting brackets, poles, columns and towers |  | nr | 1.8833 |  | Count by mount type
45.08 |  |  | Supply and install camera housings, heaters, wipers and sunshields |  | nr | 26.0691 |  | Count by housing type
45.09 |  |  | Supply and install IR or white-light illuminators to camera positions |  | nr | 3.0773 |  | Count by illuminator type
45.1 |  |  | Supply and install local camera junction boxes, media converters and surge protection |  | nr | 20.3667 |  | Count by item type
46.01 | Cabling, Containment & Power | All Levels | Supply and install Cat6/Cat6A structured cabling to camera positions, including terminations |  | m | 0.32355 |  | Measured cable run L
46.02 |  |  | Supply and install fibre-optic cabling to remote or long-run camera positions |  | m | 0.55599 |  | Measured cable run L
46.03 |  |  | Supply and install coaxial cabling where analogue cameras are retained |  | m | 0.74931 |  | Measured cable run L
46.04 |  |  | Supply and install low-voltage power cabling to non-PoE cameras |  | m | 0.74931 |  | Measured cable run L
46.05 |  |  | Supply and install cable containment (tray, trunking, conduit) for CCTV cabling |  | m | 1.1451 |  | Measured containment run L
46.06 |  |  | Supply and install external or underground ducting and draw pits for camera cabling |  | m | 0.74931 |  | Measured duct run L
46.07 |  |  | Supply and install patch panels, patch leads and cabinet terminations |  | nr | 3.6582 |  | Count by panel / lead
46.08 |  |  | Supply and install local power supplies, PoE midspans and fused spurs to cameras |  | nr | 26.0691 |  | Count by item type
46.09 |  |  | Form and fire-stop cabling penetrations through walls and floors |  | nr | 5.2666 |  | Count by penetration size and fire rating
46.1 |  |  | Supply and install cable identification, labelling and record marking |  | nr | 32.3529 |  | Count / measured cable run L
47.01 | Monitoring, Display & Control | Control Room | Supply and install control-room video-wall or monitor array, including mounts |  | nr | 32.3529 |  | Count by screen type and size
47.02 |  |  | Supply and install operator workstations, keyboards and joystick controllers |  | nr | 407.322 |  | Count by workstation type
47.03 |  |  | Supply and install video-wall controller and display-management software |  | nr | 181.5578 |  | Count by controller / licence
47.04 |  |  | Supply and install spot monitors and public-view monitors |  | nr | 32.3529 |  | Count by monitor type and size
47.05 |  |  | Supply and install control-room furniture, consoles and equipment housings |  | nr | 34.4574 |  | Count by item type
47.06 |  |  | Configure display layouts, camera sequences and operator views |  | nr | 26.0691 |  | Count of workstations configured
48.01 | Integration, Software & Analytics | All Levels | Configure video-management software, user accounts and permissions |  | item | 530.0381 |  | Lump sum for VMS configuration
48.02 |  |  | Supply and configure video analytics (motion, line-crossing, intrusion, loitering) |  | nr | 32.3529 |  | Count by camera / analytic
48.03 |  |  | Integrate CCTV with access-control, intruder and fire-alarm systems |  | nr | 32.3529 |  | Count of system interfaces
48.04 |  |  | Integrate CCTV with building-management or command-and-control platform |  | nr | 32.3529 |  | Count of integrations
48.05 |  |  | Configure remote/mobile access, alarms and notification workflows |  | item | 32.3529 |  | Lump sum for remote-access setup
48.06 |  |  | Configure cyber-security hardening, network segregation and certificates |  | item | 32.3529 |  | Lump sum for security hardening
48.07 |  |  | Configure data-retention, privacy masking and GDPR-compliance settings |  | item | 14.0983 |  | Lump sum for compliance configuration
49.01 | Testing, Commissioning & Documentation | All Levels | Carry out camera focus, field-of-view and image-quality setup |  | nr | 26.0691 |  | Count of cameras set up
49.02 |  |  | Carry out point-to-point and end-to-end system testing |  | nr | 32.3529 |  | Count of cameras / devices tested
49.03 |  |  | Carry out recording, playback and retention verification |  | nr | 32.3529 |  | Count of recorders verified
49.04 |  |  | Carry out analytics and alarm-trigger testing |  | nr | 32.3529 |  | Count of analytics tested
49.05 |  |  | Provide system-acceptance testing and client witnessing |  | item | 32.3529 |  | Lump sum for acceptance testing
49.06 |  |  | Provide record or as-installed drawings, camera schedules and IP-addressing schedule |  | item | 26.0691 |  | Lump sum for record drawings
49.07 |  |  | Provide operation and maintenance manuals and health-and-safety file information |  | item | 32.3529 |  | Lump sum for documentation
49.08 |  |  | Provide operator and administrator training on installed system |  | item | 32.3529 |  | Lump sum for training

## MODULE 7
Ref. | Element | Applicable Level | Detailed BOQ Item | Quantity | Unit | Rate | Amount | Formula / Quantity Source
50.01 | Fire Detection & Alarm System | All Levels | Supply and install addressable fire-alarm control and indicating panel, including batteries |  | nr | 347.3851 |  | Count by panel type
50.02 |  |  | Supply and install repeater or mimic panels and network interfaces |  | nr | 143.6344 |  | Count by panel type
50.03 |  |  | Supply and install automatic smoke detectors (optical, multi-sensor) |  | nr | 11.1413 |  | Count by detector type
50.04 |  |  | Supply and install automatic heat detectors and rate-of-rise detectors |  | nr | 11.1413 |  | Count by detector type
50.05 |  |  | Supply and install aspirating smoke-detection system, including pipework and sampling points |  | m | 0.87249 |  | Measured sampling pipe run L
50.06 |  |  | Supply and install beam detectors and flame detectors |  | nr | 11.1413 |  | Count by detector type
50.07 |  |  | Supply and install manual call points and interface/monitor modules |  | nr | 11.1413 |  | Count by device type
50.08 |  |  | Supply and install fire-alarm sounders, beacons and combined sounder-beacons |  | nr | 11.1413 |  | Count by device type
50.09 |  |  | Supply and install input/output modules, relays and plant-interface units |  | nr | 12.7884 |  | Count by module type
50.1 |  |  | Supply and install fire-rated detection and alarm cabling, including containment |  | m | 0.44681 |  | Measured cable run L
50.11 |  |  | Supply and install door-holder and door-release devices linked to the alarm |  | nr | 21.4696 |  | Count by device type
50.12 |  |  | Programme cause-and-effect matrix and system configuration |  | nr | 6.8684 |  | Count of panels configured
51.01 | Voice Alarm & Emergency Communications | All Levels | Supply and install voice-alarm control equipment and amplifiers, including battery backup |  | nr | 242.4563 |  | Count by equipment type
51.02 |  |  | Supply and install loudspeakers and speaker circuits, including fire-rated cabling |  | nr | 20.3112 |  | Count by speaker type
51.03 |  |  | Supply and install emergency-microphone and paging stations |  | nr | 82.3831 |  | Count by station type
51.04 |  |  | Supply and install disabled-refuge communication system and outstations |  | nr | 30.1036 |  | Count by outstation
51.05 |  |  | Supply and install fire-telephone system and jack points |  | nr | 34.8116 |  | Count by device type
51.06 |  |  | Supply and install assistance and accessible-WC alarm systems |  | nr | 42.078 |  | Count by system
51.07 |  |  | Programme messages, zoning and cause-and-effect for voice alarm |  | nr | 6.8684 |  | Count of systems configured
52.01 | Sprinkler & Water-Based Suppression | All Levels | Supply and install sprinkler pump set, jockey pump and controllers |  | nr | 371.788 |  | Count by pump set
52.02 |  |  | Supply and install sprinkler water-storage tank and connections |  | nr | 294.5658 |  | Count by tank type and capacity
52.03 |  |  | Supply and install sprinkler control valve sets (wet/dry/pre-action), including alarm valves |  | nr | 11.6314 |  | Count by valve set
52.04 |  |  | Supply and install sprinkler distribution and range pipework, including fittings and supports |  | m | 0.87249 |  | Measured pipe run L
52.05 |  |  | Supply and install sprinkler heads (pendent, upright, sidewall, concealed) |  | nr | 3.4022 |  | Count by head type
52.06 |  |  | Supply and install watermist or deluge suppression system, including nozzles |  | nr | 378.6946 |  | Count by nozzle / measured L
52.07 |  |  | Supply and install flow switches, pressure switches and monitoring devices |  | nr | 0.99045 |  | Count by device type
52.08 |  |  | Supply and install fire-brigade connections and test/drain facilities |  | nr | 15.8178 |  | Count by connection type
52.09 |  |  | Supply and install pipework supports, bracing and seismic restraints |  | nr | 15.8178 |  | Count / measured spacing
52.1 |  |  | Carry out hydraulic testing and flushing of sprinkler pipework |  | m | 0.87249 |  | Measured tested pipe run L
53.01 | Gaseous & Special-Hazard Suppression | All Levels / Plant | Supply and install gaseous-suppression cylinders, agent and manifold |  | nr | 378.6946 |  | Count by cylinder / bank
53.02 |  |  | Supply and install discharge nozzles and distribution pipework |  | m | 0.87249 |  | Measured pipe run L
53.03 |  |  | Supply and install suppression control panel, detection and actuation |  | nr | 378.6946 |  | Count by panel type
53.04 |  |  | Supply and install kitchen wet-chemical suppression system, including nozzles |  | nr | 378.6946 |  | Count by system / protected area
53.05 |  |  | Supply and install room-integrity provisions and pressure-relief dampers |  | nr | 15.8178 |  | Count by item type
53.06 |  |  | Supply and install warning signage, abort and manual-release stations |  | nr | 17.6635 |  | Count by device type
53.07 |  |  | Carry out room-integrity (fan) testing and discharge commissioning |  | nr | 62.6326 |  | Count of systems commissioned
54.01 | Risers & Firefighting Facilities | All Levels | Supply and install dry-riser pipework, including inlet, outlet and landing valves |  | m | 0.87249 |  | Measured riser pipe run L
54.02 |  |  | Supply and install wet-riser pipework, pumps and pressure-control equipment |  | m | 532.565 |  | Measured riser pipe run L
54.03 |  |  | Supply and install dry/wet-riser inlet and outlet breeching cabinets |  | nr | 2.0463 |  | Count by cabinet type
54.04 |  |  | Supply and install landing valves, hose connections and outlet fittings |  | nr | 11.6314 |  | Count by valve type
54.05 |  |  | Supply and install firefighting hose reels and cabinets, including connections |  | nr | 15.8178 |  | Count by hose-reel type
54.06 |  |  | Supply and install firefighting-shaft and lobby provisions, signage and equipment |  | nr | 17.6635 |  | Count by item type
54.07 |  |  | Carry out pressure and flow testing of riser installations |  | m | 0.74931 |  | Measured tested riser run L
55.01 | Smoke Control & Ventilation | All Levels | Supply and install smoke-control panel, including battery backup and interfaces |  | nr | 230.939 |  | Count by panel type
55.02 |  |  | Supply and install automatic opening vents (AOV) and actuators |  | nr | 25.2426 |  | Count by vent type
55.03 |  |  | Supply and install natural smoke-ventilation shafts, dampers and controls |  | nr | 15.8178 |  | Count by item type
55.04 |  |  | Supply and install mechanical smoke-extract fans and ductwork |  | nr | 62.6326 |  | Count by fan / measured duct
55.05 |  |  | Supply and install stair and lobby pressurisation fans and dampers |  | nr | 62.6326 |  | Count by fan / damper
55.06 |  |  | Supply and install smoke curtains and barriers, including controls |  | nr | 26.4181 |  | Count by unit / measured L
55.07 |  |  | Supply and install fire and smoke dampers within ductwork |  | nr | 15.8178 |  | Count by damper type and size
55.08 |  |  | Carry out smoke-control cause-and-effect and performance testing |  | nr | 6.8684 |  | Count of systems commissioned
56.01 | Passive Fire Protection | All Levels | Supply and install fire-stopping to service penetrations through walls and floors |  | nr | 5.2666 |  | Count by penetration size and rating
56.02 |  |  | Supply and install linear and movement-joint fire seals |  | m | 0.74931 |  | Measured sealed joint L
56.03 |  |  | Supply and install fire-rated dampers, collars and sleeves to penetrations |  | nr | 15.8178 |  | Count by item type
56.04 |  |  | Apply intumescent or protective coating to structural steel |  | m² | 14.8121 |  | Protected surface area
56.05 |  |  | Supply and install fire-rated boarding and encasement to structure and shafts |  | m² | 1.5919 |  | Boarded/encased surface area
56.06 |  |  | Supply and install cavity barriers and fire barriers within construction |  | m | 0.74931 |  | Measured barrier run L
56.07 |  |  | Supply and install fire-rated access panels and hatches |  | nr | 15.8178 |  | Count by panel type and rating
56.08 |  |  | Provide fire-stopping identification labelling and register |  | nr | 15.8178 |  | Count of penetrations recorded
57.01 | Portable Firefighting & Signage | All Levels | Supply and install portable fire extinguishers, including brackets and stands |  | nr | 16.1595 |  | Count by extinguisher type
57.02 |  |  | Supply and install fire blankets, including cabinets |  | nr | 15.8178 |  | Count by item
57.03 |  |  | Supply and install fire-point equipment, cabinets and identification |  | nr | 15.8178 |  | Count by fire point
57.04 |  |  | Supply and install photoluminescent and statutory fire-safety signage |  | nr | 17.6635 |  | Count by sign type
57.05 |  |  | Supply and install fire-action notices and assembly-point signage |  | nr | 17.6635 |  | Count by sign type
58.01 | Testing, Commissioning & Documentation | All Levels | Carry out integrated fire-systems cause-and-effect testing |  | item | 6.8684 |  | Lump sum for integrated testing
58.02 |  |  | Carry out detection, alarm and voice-alarm commissioning to standards |  | nr | 15.8178 |  | Count of zones/devices commissioned
58.03 |  |  | Provide system-acceptance testing and client/authority witnessing |  | item | 15.8178 |  | Lump sum for acceptance testing
58.04 |  |  | Provide fire-alarm and suppression certificates and test schedules |  | item | 378.6946 |  | Lump sum for certification
58.05 |  |  | Provide record or as-installed drawings, zone charts and cause-and-effect matrix |  | item | 6.8684 |  | Lump sum for record drawings
58.06 |  |  | Provide operation and maintenance manuals and fire-safety file information |  | item | 15.8178 |  | Lump sum for documentation
58.07 |  |  | Provide operative, responsible-person and client training |  | item | 15.8178 |  | Lump sum for training

## MODULE 8
Ref. | Element | Applicable Level | Detailed BOQ Item | Quantity | Unit | Rate | Amount | Formula / Quantity Source
59.01 | Structured Cabling & Containment | All Levels | Supply and install comms-room equipment cabinets and racks, including PDUs |  | nr | 119.8673 |  | Count by cabinet type and size
59.02 |  |  | Supply and install horizontal Cat6/Cat6A copper cabling to outlets, including terminations |  | m | 5.9478 |  | Measured cable run L
59.03 |  |  | Supply and install fibre-optic backbone cabling between comms rooms, including terminations |  | m | 0.55599 |  | Measured cable run L
59.04 |  |  | Supply and install copper backbone/riser cabling between floors |  | m | 5.9478 |  | Measured cable run L
59.05 |  |  | Supply and install RJ45 outlets, faceplates and modules |  | nr | 2.0463 |  | Count by outlet type
59.06 |  |  | Supply and install patch panels, fibre trays and cable management |  | nr | 30.5677 |  | Count by panel type
59.07 |  |  | Supply and install copper and fibre patch leads |  | nr | 5.9478 |  | Count by lead type
59.08 |  |  | Supply and install dedicated containment (tray, trunking, conduit, basket) for comms cabling |  | m | 1.1451 |  | Measured containment run L
59.09 |  |  | Supply and install cable labelling, identification and record marking |  | nr | 27.7561 |  | Count / measured cable run L
59.1 |  |  | Form and fire-stop comms cabling penetrations through walls and floors |  | nr | 5.2666 |  | Count by penetration size and rating
60.01 | Data Network & Active Equipment | All Levels | Supply and install core and distribution network switches |  | nr | 0.99045 |  | Count by switch type and port count
60.02 |  |  | Supply and install access-layer/edge network switches, including PoE |  | nr | 0.99045 |  | Count by switch type and port count
60.03 |  |  | Supply and install routers, firewalls and network security appliances |  | nr | 248.1918 |  | Count by device type
60.04 |  |  | Supply and install wireless LAN controllers and access points |  | nr | 181.5578 |  | Count by device type
60.05 |  |  | Supply and install network servers, storage and virtualisation hardware |  | nr | 27.7561 |  | Count by unit type
60.06 |  |  | Supply and install network management software and configuration |  | item | 27.7561 |  | Lump sum for network configuration
60.07 |  |  | Supply and install UPS and power distribution to network equipment |  | nr | 341.5143 |  | Count by UPS type and rating
60.08 |  |  | Configure VLANs, IP addressing, QoS and network security |  | item | 27.7561 |  | Lump sum for network setup
60.09 |  |  | Carry out network commissioning and performance testing |  | nr | 27.7561 |  | Count of devices commissioned
61.01 | Telephony & Voice Systems | All Levels | Supply and install IP-PBX/telephony platform and call-management software |  | nr | 27.7561 |  | Count by platform / licence
61.02 |  |  | Supply and install VoIP handsets and conference units |  | nr | 27.7561 |  | Count by handset type
61.03 |  |  | Supply and install session border controllers and voice gateways |  | nr | 181.5578 |  | Count by device type
61.04 |  |  | Supply and install DECT/cordless base stations and handsets |  | nr | 27.7561 |  | Count by device type
61.05 |  |  | Supply and install voice-recording and call-logging equipment |  | nr | 27.7561 |  | Count by unit / licence
61.06 |  |  | Configure numbering plan, call routing and voicemail |  | item | 27.7561 |  | Lump sum for telephony configuration
61.07 |  |  | Carry out telephony commissioning and call testing |  | nr | 27.7561 |  | Count of extensions tested
62.01 | Audio-Visual & Digital Signage | All Levels | Supply and install display screens, projectors and interactive panels, including mounts |  | nr | 27.7561 |  | Count by display type and size
62.02 |  |  | Supply and install AV matrix switchers, extenders and signal processing |  | nr | 0.99045 |  | Count by device type
62.03 |  |  | Supply and install room audio (speakers, amplifiers, microphones) |  | nr | 25.4354 |  | Count by device type
62.04 |  |  | Supply and install video-conferencing codecs, cameras and control panels |  | nr | 26.0691 |  | Count by system
62.05 |  |  | Supply and install digital-signage players, media distribution and CMS |  | nr | 17.6635 |  | Count by player / licence
62.06 |  |  | Supply and install AV cabling, containment and floor/wall connection plates |  | m | 0.74931 |  | Measured cable run L
62.07 |  |  | Supply and install AV control system, touch panels and programming |  | nr | 27.7561 |  | Count by controller / room
62.08 |  |  | Carry out AV commissioning, calibration and user testing |  | nr | 27.7561 |  | Count of rooms commissioned
63.01 | Public Address & General Alarm | All Levels | Supply and install PA/GA control equipment and amplifiers |  | nr | 242.4563 |  | Count by equipment type
63.02 |  |  | Supply and install loudspeakers and speaker circuits, including cabling |  | nr | 20.3112 |  | Count by speaker type
63.03 |  |  | Supply and install paging microphones and announcement stations |  | nr | 25.4354 |  | Count by station type
63.04 |  |  | Supply and install background-music sources and zone controllers |  | nr | 181.5578 |  | Count by device type
63.05 |  |  | Configure zoning, messages and priority for PA/GA |  | item | 27.7561 |  | Lump sum for PA/GA configuration
63.06 |  |  | Carry out PA/GA commissioning and audibility testing |  | nr | 27.7561 |  | Count of zones tested
64.01 | Door Entry, Intercom & Induction Loop | All Levels | Supply and install audio/video door-entry panels and controllers |  | nr | 21.4696 |  | Count by panel type
64.02 |  |  | Supply and install internal answering units and monitors |  | nr | 27.7561 |  | Count by unit type
64.03 |  |  | Supply and install intercom stations and help/assistance points |  | nr | 30.1036 |  | Count by station type
64.04 |  |  | Supply and install induction-loop (AFILS) amplifiers and loop cabling |  | m | 0.74931 |  | Measured loop cabling L
64.05 |  |  | Supply and install counter and reception hearing-assistance systems |  | nr | 87.8547 |  | Count by system
64.06 |  |  | Supply and install door-entry cabling, containment and power supplies |  | m | 0.74931 |  | Measured cable run L
64.07 |  |  | Carry out commissioning and testing of door-entry and loop systems |  | nr | 21.4696 |  | Count of systems tested
65.01 | Wireless, IPTV/MATV & Distributed Antenna | All Levels | Supply and install MATV/IPTV head-end equipment and distribution |  | nr | 27.7561 |  | Count by head-end / item
65.02 |  |  | Supply and install TV/satellite antennae, dishes and receivers |  | nr | 27.7561 |  | Count by antenna type
65.03 |  |  | Supply and install coaxial/IPTV distribution cabling and outlets |  | m | 0.74931 |  | Measured cable run L
65.04 |  |  | Supply and install distributed-antenna system (DAS) for mobile coverage |  | nr | 27.7561 |  | Count by antenna / item
65.05 |  |  | Supply and install public/guest wireless network and portal |  | item | 27.7561 |  | Lump sum for wireless portal
65.06 |  |  | Supply and install two-way radio and site communication systems |  | nr | 27.7561 |  | Count by device / system
65.07 |  |  | Carry out commissioning and coverage testing of wireless/IPTV systems |  | nr | 27.7561 |  | Count of systems tested
66.01 | Testing, Commissioning & Documentation | All Levels | Carry out certified testing of copper structured cabling |  | nr | 5.9478 |  | Count of outlets tested
66.02 |  |  | Carry out OTDR and insertion-loss testing of fibre cabling |  | nr | 27.7561 |  | Count of fibre cores tested
66.03 |  |  | Provide cabling test results and manufacturer warranty certification |  | item | 27.7561 |  | Lump sum for certification
66.04 |  |  | Carry out integrated systems testing and client witnessing |  | item | 27.7561 |  | Lump sum for integrated testing
66.05 |  |  | Provide record/as-installed drawings, cabinet layouts and port schedules |  | item | 27.7561 |  | Lump sum for record drawings
66.06 |  |  | Provide operation and maintenance manuals and health-and-safety file information |  | item | 27.7561 |  | Lump sum for documentation
66.07 |  |  | Provide administrator and user training on installed systems |  | item | 27.7561 |  | Lump sum for training

## MODULE 9
Ref. | Element | Applicable Level | Detailed BOQ Item | Quantity | Unit | Rate | Amount | Formula / Quantity Source
67.01 | Passenger & Goods Lifts | All Levels | Supply and install electric traction passenger lift, including car, machine, ropes and controls |  | nr | 6795.3903 |  | Count by lift type and capacity
67.02 |  |  | Supply and install hydraulic passenger lift, including car, power unit and controls |  | nr | 6795.3903 |  | Count by lift type and capacity
67.03 |  |  | Supply and install machine-room-less (MRL) lift, including car, drive and controls |  | nr | 25.2426 |  | Count by lift type and capacity
67.04 |  |  | Supply and install goods/service lift, including car, gates and controls |  | nr | 6795.3903 |  | Count by lift type and capacity
67.05 |  |  | Supply and install firefighting/evacuation lift, including protection and controls |  | nr | 6795.3903 |  | Count by lift type and capacity
67.06 |  |  | Supply and install lift landing entrances, doors, frames and sills |  | nr | 21.4696 |  | Count by landing door (floors served)
67.07 |  |  | Supply and install lift car finishes, ceiling, lighting, handrails and mirror |  | nr | 3.0773 |  | Count by car
67.08 |  |  | Supply and install guide rails, buffers, counterweight and shaft equipment |  | nr | 915.0242 |  | Count by lift
67.09 |  |  | Supply and install lift control system, landing/car operating panels and indicators |  | nr | 6795.3903 |  | Count by lift
67.1 |  |  | Supply and install lift shaft lighting, ventilation, power and pit equipment |  | nr | 3.0773 |  | Count by shaft
68.01 | Escalators & Moving Walkways | All Levels | Supply and install escalator, including truss, steps, balustrades and drive |  | nr | 25.2426 |  | Count by escalator (rise)
68.02 |  |  | Supply and install moving walkway/travelator, including pallets and drive |  | nr | 8.8438 |  | Count by unit (length)
68.03 |  |  | Supply and install escalator balustrade, handrail and lighting |  | nr | 3.0773 |  | Count by unit
68.04 |  |  | Supply and install escalator controls, safety devices and signage |  | nr | 6795.3903 |  | Count by unit
68.05 |  |  | Supply and install escalator pit, support and builder's-work interfaces |  | nr | 6795.3903 |  | Count by unit
69.01 | Platform & Accessibility Lifts | All Levels | Supply and install vertical platform lift for accessibility |  | nr | 6795.3903 |  | Count by lift type
69.02 |  |  | Supply and install inclined platform lift or stairlift |  | nr | 6795.3903 |  | Count by unit
69.03 |  |  | Supply and install low-rise/step lift and dumbwaiter |  | nr | 6795.3903 |  | Count by unit
69.04 |  |  | Supply and install platform-lift enclosure, gates and controls |  | nr | 6795.3903 |  | Count by lift
69.05 |  |  | Supply and install accessibility-lift finishes and signage |  | nr | 6795.3903 |  | Count by lift
70.01 | Builder's Work, Testing & Commissioning | All Levels | Provide builder's-work in connection with lift installations (fixings, grouting, cutting) |  | item | 6795.3903 |  | Lump sum for builder's work
70.02 |  |  | Provide lift-shaft/pit waterproofing and drainage interfaces |  | nr | 6795.3903 |  | Count by shaft
70.03 |  |  | Carry out load, safety and functional testing of lifts and escalators |  | nr | 6795.3903 |  | Count of units tested
70.04 |  |  | Provide LOLER thorough examination and statutory certification |  | nr | 23.4686 |  | Count of units certified
70.05 |  |  | Provide record drawings, O&M manuals and operative training |  | item | 23.4686 |  | Lump sum for documentation
70.06 |  |  | Provide maintenance and attendance during defects-liability period |  | item | 23.4686 |  | Lump sum for maintenance

## MODULE 10
Ref. | Element | Applicable Level | Detailed BOQ Item | Quantity | Unit | Rate | Amount | Formula / Quantity Source
71.01 | Site Preparation & Earthworks | External | Clear site, remove vegetation, obstructions and existing hardstanding |  | m² | 1.5919 |  | Measured cleared plan area
71.02 |  |  | Strip and stockpile topsoil for reuse |  | m³ | 15.0443 |  | Stripped area × average depth
71.03 |  |  | Excavate and regrade to external formation levels |  | m³ | 1.0151 |  | Cut/fill volume from levels
71.04 |  |  | Supply, place and compact imported fill to external areas |  | m³ | 2.5925 |  | Filled area × compacted depth
71.05 |  |  | Cart away surplus and unsuitable material off site |  | m³ | 1.6429 |  | Surplus volume
71.06 |  |  | Supply and place capping and sub-base to external paved areas |  | m³ | 2.5925 |  | Paved area × compacted thickness
72.01 | Roads, Paving & Kerbs | External | Supply and lay flexible (bituminous) road construction, including base and surface courses |  | m² | 1.5919 |  | Measured carriageway area
72.02 |  |  | Supply and lay rigid (concrete) pavement, including reinforcement and joints |  | m² | 2.217 |  | Measured pavement area
72.03 |  |  | Supply and lay block paving to roads, footways or hardstanding |  | m² | 2.217 |  | Measured paved area
72.04 |  |  | Supply and lay flag/slab paving to footways and plazas |  | m² | 2.217 |  | Measured paved area
72.05 |  |  | Supply and lay resin-bound or specialist surfacing |  | m² | 1.5919 |  | Measured surfaced area
72.06 |  |  | Supply and install precast concrete kerbs, edgings and channels |  | m | 1.3056 |  | Measured kerb run L
72.07 |  |  | Supply and install tactile paving and dropped-kerb crossings |  | m² | 5.9478 |  | Measured tactile area
72.08 |  |  | Supply and install external steps, ramps and stairs |  | nr | 115.4056 |  | Count by unit / measured area
73.01 | External Drainage | External / Below Ground | Excavate trenches and lay surface-water drainage pipes, including bedding and backfill |  | m | 0.74948 |  | Measured pipe run L
73.02 |  |  | Excavate trenches and lay foul drainage pipes, including bedding and backfill |  | m | 0.87249 |  | Measured pipe run L
73.03 |  |  | Supply and install manholes, catchpits and inspection chambers |  | nr | 116.082 |  | Count by chamber type and depth
73.04 |  |  | Supply and install gullies, channels and linear drainage |  | nr | 13.5086 |  | Count by item / measured L
73.05 |  |  | Supply and install attenuation, soakaway and SuDS features |  | nr | 335.4769 |  | Count by feature / m³ storage
73.06 |  |  | Supply and install petrol interceptors and outfall connections |  | nr | 365.3402 |  | Count by item
73.07 |  |  | Connect external drainage to existing/public sewer, including testing |  | nr | 340.7622 |  | Count of connections
74.01 | Soft Landscaping & Planting | External | Spread and grade imported or retained topsoil to planting areas |  | m³ | 2.6474 |  | Area × spread depth
74.02 |  |  | Supply and lay turf to specified areas |  | m² | 1.5919 |  | Measured turfed area
74.03 |  |  | Seed grassed areas, including preparation and fertiliser |  | m² | 1.5919 |  | Measured seeded area
74.04 |  |  | Supply and plant trees, including staking, pit and support |  | nr | 340.7622 |  | Count by tree species/size
74.05 |  |  | Supply and plant shrubs, hedging and herbaceous planting |  | nr | 2.6474 |  | Count / measured area
74.06 |  |  | Supply and install planting beds, mulch and ground-cover |  | m² | 0.92498 |  | Measured bed area
74.07 |  |  | Supply and install irrigation system to landscaped areas |  | item | 2.6474 |  | Lump sum for irrigation
74.08 |  |  | Provide landscape maintenance during establishment period |  | item | 2.6474 |  | Lump sum for maintenance
75.01 | Boundary Treatment | External | Construct external masonry boundary/retaining walls, including foundations |  | m² | 1.696 |  | Wall L × H
75.02 |  |  | Supply and install timber, metal or mesh fencing |  | m | 7.9886 |  | Measured fence run L
75.03 |  |  | Supply and install railings, palisade or security fencing |  | m | 7.9886 |  | Measured run L
75.04 |  |  | Supply and install gates (pedestrian, vehicular, sliding, swing) |  | nr | 176.0082 |  | Count by gate type
75.05 |  |  | Supply and install automated gate operators and controls |  | nr | 176.0082 |  | Count by unit
75.06 |  |  | Supply and install acoustic barriers and screens |  | m² | 1.5919 |  | Measured barrier area
76.01 | Street Furniture, Signage & Line Marking | External | Supply and install seating, benches and litter bins |  | nr | 34.4574 |  | Count by item type
76.02 |  |  | Supply and install cycle stands, shelters and canopies |  | nr | 25.4354 |  | Count by item type
76.03 |  |  | Supply and install bollards, height barriers and vehicle-restraint items |  | nr | 340.7622 |  | Count by item type
76.04 |  |  | Supply and install external signage, wayfinding and statutory signs |  | nr | 17.6635 |  | Count by sign type
76.05 |  |  | Apply road markings, symbols and parking-bay lining |  | m | 0.74931 |  | Measured line L / count of bays
76.06 |  |  | Supply and install planters, tree grilles and guards |  | nr | 340.7622 |  | Count by item type
77.01 | External Lighting & Site Services | External | Supply and install lighting columns, brackets and luminaires |  | nr | 1.8833 |  | Count by column/luminaire type
77.02 |  |  | Supply and install bollard and amenity lighting |  | nr | 3.0773 |  | Count by unit
77.03 |  |  | Supply and install feature/façade lighting to external areas |  | nr | 3.0773 |  | Count by unit
77.04 |  |  | Supply and install external power supplies, cabling and ducting |  | m | 0.74931 |  | Measured cable/duct run L
77.05 |  |  | Supply and install external distribution boards, feeder pillars and controls |  | nr | 119.0922 |  | Count by item
77.06 |  |  | Supply and install EV-charging points and associated supplies |  | nr | 340.7622 |  | Count by charger type
77.07 |  |  | Carry out testing and commissioning of external lighting and services |  | nr | 3.0773 |  | Count of circuits tested

## MODULE 11
Ref. | Element | Applicable Level | Detailed BOQ Item | Quantity | Unit | Rate | Amount | Formula / Quantity Source
78.01 | Access Control System | All Levels | Supply and install access-control head-end server, software and licences |  | nr | 14.0983 |  | Count by system / licence
78.02 |  |  | Supply and install access-control door controllers and interface panels |  | nr | 21.4696 |  | Count by controller
78.03 |  |  | Supply and install card/fob/biometric readers to controlled doors |  | nr | 21.4696 |  | Count by reader type
78.04 |  |  | Supply and install electric locks, strikes, maglocks and door hardware |  | nr | 21.4696 |  | Count by lock type
78.05 |  |  | Supply and install exit devices, request-to-exit and break-glass units |  | nr | 12.6375 |  | Count by device type
78.06 |  |  | Supply and install door position switches and monitoring devices |  | nr | 21.4696 |  | Count by device type
78.07 |  |  | Configure access levels, credentials, time zones and integration |  | item | 18.9686 |  | Lump sum for configuration
79.01 | Intruder Detection & Alarm | All Levels | Supply and install intruder-alarm control panel and keypads |  | nr | 81.8701 |  | Count by panel type
79.02 |  |  | Supply and install movement/PIR, dual-tech and presence detectors |  | nr | 7.1584 |  | Count by detector type
79.03 |  |  | Supply and install door/window contacts and vibration sensors |  | nr | 29.8072 |  | Count by device type
79.04 |  |  | Supply and install external/perimeter intrusion detection |  | nr | 7.1584 |  | Count by device / measured L
79.05 |  |  | Supply and install internal/external sounders, strobes and signalling |  | nr | 11.1413 |  | Count by device type
79.06 |  |  | Supply and install alarm-receiving-centre communicator and monitoring |  | nr | 18.9686 |  | Count by unit / system
80.01 | Physical Security & Barriers | All Levels / External | Supply and install security barriers, bollards and road blockers |  | nr | 52.391 |  | Count by item type
80.02 |  |  | Supply and install speed gates, turnstiles and entrance-control lanes |  | nr | 176.0082 |  | Count by lane type
80.03 |  |  | Supply and install vehicle-access barriers and controls |  | nr | 18.9686 |  | Count by barrier type
80.04 |  |  | Supply and install security shutters, grilles and screens |  | nr | 18.9686 |  | Count by item / area
80.05 |  |  | Supply and install guard/reception security desk equipment |  | nr | 87.8547 |  | Count by item
81.01 | Security Cabling & Integration | All Levels | Supply and install security-system cabling and containment |  | m | 0.74931 |  | Measured cable run L
81.02 |  |  | Supply and install local power supplies, PSUs and battery backup |  | nr | 230.939 |  | Count by unit
81.03 |  |  | Integrate security systems with CCTV, fire and building-management systems |  | nr | 18.9686 |  | Count of integrations
81.04 |  |  | Supply and install security-management/PSIM software and workstations |  | nr | 18.9686 |  | Count by workstation / licence
82.01 | Testing, Commissioning & Documentation | All Levels | Carry out testing and commissioning of security and access systems |  | nr | 18.9686 |  | Count of systems commissioned
82.02 |  |  | Provide system-acceptance testing and client witnessing |  | item | 18.9686 |  | Lump sum for acceptance testing
82.03 |  |  | Provide record drawings, device schedules and configuration records |  | item | 23.4686 |  | Lump sum for record drawings
82.04 |  |  | Provide O&M manuals and security-file documentation |  | item | 23.4686 |  | Lump sum for documentation
82.05 |  |  | Provide operator and administrator training |  | item | 18.9686 |  | Lump sum for training

## MODULE 12
Ref. | Element | Applicable Level | Detailed BOQ Item | Quantity | Unit | Rate | Amount | Formula / Quantity Source
83.01 | Fitted Joinery & Casework | All Levels | Supply and install fitted base and wall units, including carcass and doors |  | m | 0.74931 |  | Measured run L
83.02 |  |  | Supply and install reception desks and counters |  | nr | 87.8547 |  | Count by unit
83.03 |  |  | Supply and install shelving, storage and cupboard units |  | m | 0.74931 |  | Measured run L
83.04 |  |  | Supply and install fitted wardrobes and lockers |  | nr | 52.391 |  | Count by unit
83.05 |  |  | Supply and install bespoke joinery, panelling and feature items |  | item | 87.8547 |  | Lump sum / measured area
83.06 |  |  | Supply and install ironmongery and fittings to joinery |  | nr | 87.8547 |  | Count by item
84.01 | Worktops & Surfaces | All Levels | Supply and install laminate worktops, including edging and cut-outs |  | m | 0.74931 |  | Measured run L
84.02 |  |  | Supply and install solid-surface/stone worktops, including upstands |  | m | 25.4354 |  | Measured run L
84.03 |  |  | Supply and install stainless-steel worktops and splashbacks |  | m | 0.74931 |  | Measured run L
84.04 |  |  | Supply and install splashbacks, upstands and wall panels |  | m² | 25.4354 |  | Measured area
85.01 | Sanitary & Washroom Fittings | All Levels | Supply and install WC cubicles, IPS panels and duct access |  | nr | 42.078 |  | Count by cubicle
85.02 |  |  | Supply and install vanity units and washtroughs |  | m | 0.74931 |  | Measured run L
85.03 |  |  | Supply and install washroom accessories (dispensers, dryers, mirrors, rails) |  | nr | 23.1774 |  | Count by item type
85.04 |  |  | Supply and install baby-change and accessible-washroom fittings |  | nr | 52.391 |  | Count by item type
85.05 |  |  | Supply and install lockers, benches and changing-room fittings |  | nr | 52.391 |  | Count by item type
86.01 | Signage & Wayfinding | All Levels | Supply and install external building and monument signage |  | nr | 17.6635 |  | Count by sign type
86.02 |  |  | Supply and install internal wayfinding and directional signage |  | nr | 17.6635 |  | Count by sign type
86.03 |  |  | Supply and install statutory, safety and door signage |  | nr | 21.4696 |  | Count by sign type
86.04 |  |  | Supply and install digital signage and information displays |  | nr | 17.6635 |  | Count by unit
87.01 | Loose Furniture & Equipment | All Levels | Supply and install desks, tables and workstations |  | nr | 34.4574 |  | Count by item type
87.02 |  |  | Supply and install seating, sofas and soft seating |  | nr | 34.4574 |  | Count by item type
87.03 |  |  | Supply and install storage, filing and shelving furniture |  | nr | 34.4574 |  | Count by item type
87.04 |  |  | Supply and install catering, kitchen and appliance equipment |  | nr | 142.4635 |  | Count by item type
87.05 |  |  | Supply and install specialist and loose equipment |  | nr | 142.4635 |  | Count by item type
88.01 | Window Treatments & Soft Furnishings | All Levels | Supply and install blinds, curtains and window treatments |  | nr | 29.8072 |  | Count / measured area
88.02 |  |  | Supply and install manifestation and applied film to glazing |  | m² | 1.5919 |  | Measured glazed area
88.03 |  |  | Supply and install rugs, mats and soft furnishings |  | nr | 3.0487 |  | Count by item type

## MODULE 13
Ref. | Element | Applicable Level | Detailed BOQ Item | Quantity | Unit | Rate | Amount | Formula / Quantity Source
89.01 | Sound Reinforcement & Performance Audio | All Levels | Supply and install loudspeakers, line arrays and subwoofers, including rigging |  | nr | 20.3112 |  | Count by speaker type
89.02 |  |  | Supply and install amplifiers and amplifier racks |  | nr | 242.4563 |  | Count by amplifier type
89.03 |  |  | Supply and install digital mixing consoles and stage boxes |  | nr | 424.8591 |  | Count by unit type
89.04 |  |  | Supply and install microphones, DI boxes and stands |  | nr | 25.4354 |  | Count by item type
89.05 |  |  | Supply and install audio signal processors and matrix |  | nr | 238.4594 |  | Count by device type
89.06 |  |  | Supply and install stage/floor monitor and foldback systems |  | nr | 70.902 |  | Count by unit type
89.07 |  |  | Supply and install audio patch bays and connection panels |  | nr | 40.4148 |  | Count by item type
90.01 | Public Address & Voice Evacuation Interface | All Levels | Supply and install PA/VA control equipment and amplifiers, including battery backup |  | nr | 242.4563 |  | Count by equipment type
90.02 |  |  | Supply and install PA loudspeakers and speaker circuits |  | nr | 20.3112 |  | Count by speaker type
90.03 |  |  | Supply and install paging and announcement microphone stations |  | nr | 25.4354 |  | Count by station type
90.04 |  |  | Supply and install background-music sources and zone controllers |  | nr | 181.5578 |  | Count by device type
90.05 |  |  | Provide interface and integration with fire voice-alarm system |  | nr | 33.6423 |  | Count of interfaces
90.06 |  |  | Configure zoning, priority and message programming |  | item | 33.6423 |  | Lump sum for configuration
91.01 | Audio-Visual Distribution & Display | All Levels | Supply and install display screens, projectors and projection screens |  | nr | 33.6423 |  | Count by display type and size
91.02 |  |  | Supply and install video matrix, switchers and signal extenders |  | nr | 0.99045 |  | Count by device type
91.03 |  |  | Supply and install video-conferencing systems and cameras |  | nr | 26.0691 |  | Count by system
91.04 |  |  | Supply and install media players, streaming and recording equipment |  | nr | 33.6423 |  | Count by device type
91.05 |  |  | Supply and install digital-signage displays and content management |  | nr | 17.6635 |  | Count by unit / licence
91.06 |  |  | Supply and install lecterns, AV furniture and equipment housings |  | nr | 34.4574 |  | Count by item type
92.01 | Assistive Listening & Induction Loop | All Levels | Supply and install induction-loop (AFILS) amplifiers and loop cabling |  | m | 0.74931 |  | Measured loop cabling L
92.02 |  |  | Supply and install infrared or RF assistive-listening systems and receivers |  | nr | 33.6423 |  | Count by unit type
92.03 |  |  | Supply and install counter and reception hearing-assistance systems |  | nr | 87.8547 |  | Count by system
92.04 |  |  | Carry out loop field-strength testing and certification |  | nr | 33.6423 |  | Count of loops tested
93.01 | Control, Cabling, Testing & Commissioning | All Levels | Supply and install AV/audio control system, touch panels and programming |  | nr | 33.6423 |  | Count by controller / room
93.02 |  |  | Supply and install audio/AV cabling, containment and connection plates |  | m | 0.74931 |  | Measured cable run L
93.03 |  |  | Supply and install equipment racks, power and cable management |  | nr | 119.8673 |  | Count by rack type
93.04 |  |  | Carry out system tuning, calibration and acoustic setup |  | nr | 33.6423 |  | Count of rooms/systems
93.05 |  |  | Provide commissioning, acceptance testing and user training |  | item | 33.6423 |  | Lump sum for commissioning & training

## MODULE 15
Ref. | Element | Applicable Level | Detailed BOQ Item | Quantity | Unit | Rate | Amount | Formula / Quantity Source
100.01 | Controllers & Head-End | All Levels | Supply and install BMS supervisor/head-end server and software |  | nr | 530.0381 |  | Count by server / licence
100.02 |  |  | Supply and install BMS graphics, mimics and configuration |  | item | 181.5578 |  | Lump sum for graphics
100.03 |  |  | Supply and install network controllers and outstations |  | nr | 30.1036 |  | Count by controller type
100.04 |  |  | Supply and install operator workstations and remote-access provisions |  | nr | 407.322 |  | Count by workstation
100.05 |  |  | Supply and install UPS and power supplies to BMS head-end |  | nr | 341.5143 |  | Count by unit
101.01 | Field Devices & Instrumentation | All Levels | Supply and install temperature sensors (air, water, duct, immersion) |  | nr | 15.4086 |  | Count by sensor type
101.02 |  |  | Supply and install pressure, flow and level sensors |  | nr | 15.4086 |  | Count by sensor type
101.03 |  |  | Supply and install humidity, CO2 and air-quality sensors |  | nr | 15.4086 |  | Count by sensor type
101.04 |  |  | Supply and install energy meters and sub-metering devices |  | nr | 43.6298 |  | Count by meter type
101.05 |  |  | Supply and install occupancy, light-level and window/door status sensors |  | nr | 29.8072 |  | Count by sensor type
102.01 | Control Panels & Actuation | All Levels | Supply and install BMS control panels and motor-control centres |  | nr | 181.5578 |  | Count by panel type
102.02 |  |  | Supply and install control valves and valve actuators |  | nr | 25.2426 |  | Count by device type
102.03 |  |  | Supply and install damper actuators and drives |  | nr | 25.2426 |  | Count by device type
102.04 |  |  | Supply and install variable-speed drives and interfaces |  | nr | 25.2426 |  | Count by drive type
102.05 |  |  | Supply and install local control packages and interlocks |  | nr | 234.2698 |  | Count by package type
103.01 | Networking, Integration & Commissioning | All Levels | Supply and install BMS network cabling, containment and terminations |  | m | 0.74931 |  | Measured cable run L
103.02 |  |  | Integrate third-party plant and systems (BACnet/Modbus/KNX) |  | nr | 28.332 |  | Count of integrations
103.03 |  |  | Carry out point-to-point checks and software commissioning |  | nr | 28.332 |  | Count of points commissioned
103.04 |  |  | Carry out control-strategy tuning and seasonal commissioning |  | item | 28.332 |  | Lump sum for commissioning
103.05 |  |  | Provide record drawings, O&M manuals and operator training |  | item | 23.4686 |  | Lump sum for documentation & training

## MODULE 16
Ref. | Element | Applicable Level | Detailed BOQ Item | Quantity | Unit | Rate | Amount | Formula / Quantity Source
104.01 | Gas Installation | All Levels | Supply and install incoming gas service, meter and regulator |  | nr | 219.2808 |  | Count by connection
104.02 |  |  | Supply and install gas distribution pipework, including fittings and supports |  | m | 0.87249 |  | Measured pipe run L
104.03 |  |  | Supply and install gas isolation, safety shut-off and solenoid valves |  | nr | 11.6314 |  | Count by valve type
104.04 |  |  | Supply and install gas booster and pressure-control equipment |  | nr | 532.565 |  | Count by unit
104.05 |  |  | Supply and install gas-detection and interlock systems |  | nr | 234.2698 |  | Count by device type
104.06 |  |  | Carry out gas tightness testing, purging and commissioning |  | m | 0.74931 |  | Measured tested pipe run L
105.01 | Medical & Laboratory Gases | All Levels | Supply and install medical-gas manifolds, plant and alarms |  | nr | 673.9876 |  | Count by system
105.02 |  |  | Supply and install medical-gas pipework (copper), including jointing |  | m | 5.9478 |  | Measured pipe run L
105.03 |  |  | Supply and install area valve service units and terminal outlets |  | nr | 11.6314 |  | Count by outlet type
105.04 |  |  | Supply and install laboratory-gas pipework, valves and outlets |  | m | 0.87249 |  | Measured pipe run L
105.05 |  |  | Carry out purity, cross-connection and commissioning testing |  | nr | 224.9623 |  | Count of systems commissioned
106.01 | Solar PV & Battery Storage | Roof / Plant | Supply and install PV modules and mounting systems |  | nr | 24.1474 |  | Count by panel / kWp
106.02 |  |  | Supply and install PV inverters and optimisers |  | nr | 169.7052 |  | Count by inverter type
106.03 |  |  | Supply and install DC/AC cabling, isolators and protection |  | m | 0.74931 |  | Measured cable run L
106.04 |  |  | Supply and install battery-storage system and controls |  | nr | 230.939 |  | Count by unit / kWh
106.05 |  |  | Supply and install PV/battery metering, monitoring and grid connection |  | nr | 230.939 |  | Count by item
106.06 |  |  | Carry out testing, G99 commissioning and certification |  | item | 224.9623 |  | Lump sum for commissioning
107.01 | Solar Thermal & Heat Pumps | Roof / Plant | Supply and install solar-thermal collectors and mounting |  | nr | 224.9623 |  | Count by collector / m²
107.02 |  |  | Supply and install solar-thermal cylinder, pump station and controls |  | nr | 371.788 |  | Count by unit
107.03 |  |  | Supply and install air/ground-source heat pump and connections |  | nr | 371.788 |  | Count by unit / rating
107.04 |  |  | Supply and install ground-array/borehole collector loops |  | m | 0.74931 |  | Measured loop L
107.05 |  |  | Carry out commissioning and performance testing |  | nr | 224.9623 |  | Count of units commissioned
108.01 | EV Charging Infrastructure | External / Parking | Supply and install EV charging points (AC/DC) and mounting |  | nr | 224.9623 |  | Count by charger type
108.02 |  |  | Supply and install EV supply cabling, containment and protection |  | m | 0.74931 |  | Measured cable run L
108.03 |  |  | Supply and install EV distribution boards, load management and metering |  | nr | 119.0922 |  | Count by item
108.04 |  |  | Supply and install back-office/payment and monitoring integration |  | item | 224.9623 |  | Lump sum
108.05 |  |  | Carry out testing and commissioning of EV charging |  | nr | 224.9623 |  | Count of chargers commissioned
109.01 | Specialist Process Services | All Levels | Supply and install compressed-air plant, pipework and outlets |  | m | 0.87249 |  | Measured pipe run L / nr plant
109.02 |  |  | Supply and install process water, RO/DI and treatment systems |  | nr | 224.9623 |  | Count by system
109.03 |  |  | Supply and install fuel-oil storage, pipework and dispensing |  | nr | 224.9623 |  | Count by item / measured L
109.04 |  |  | Supply and install dust/fume extraction and LEV systems |  | nr | 224.9623 |  | Count by system
109.05 |  |  | Carry out commissioning and validation of specialist services |  | nr | 224.9623 |  | Count of systems commissioned

## MODULE 17
Ref. | Element | Applicable Level | Detailed BOQ Item | Quantity | Unit | Rate | Amount | Formula / Quantity Source
110.01 | Decorative Finishes & Painting | All Levels | Prepare surfaces and apply paint finishes to walls |  | m² | 0.27729 |  | Measured wall area
110.02 |  |  | Prepare and apply paint/decorative finishes to ceilings |  | m² | 0.27729 |  | Measured ceiling area
110.03 |  |  | Prepare and apply finishes to joinery, doors and trim |  | m² | 34.7207 |  | Measured area / count
110.04 |  |  | Apply specialist decorative and textured coatings |  | m² | 0.27729 |  | Measured area
110.05 |  |  | Apply protective and anti-graffiti coatings |  | m² | 0.27729 |  | Measured area
111.01 | Decorative Wall & Ceiling Treatments | All Levels | Supply and install wallpaper and wall coverings |  | m² | 4.3346 |  | Measured wall area
111.02 |  |  | Supply and install decorative wall panelling and feature walls |  | m² | 0.27729 |  | Measured area
111.03 |  |  | Supply and install acoustic decorative wall/ceiling treatments |  | m² | 10.4515 |  | Measured area
111.04 |  |  | Supply and install mirrors, decorative glass and splashbacks |  | m² | 9.1737 |  | Measured area / count
111.05 |  |  | Supply and install cornices, mouldings and decorative trims |  | m | 0.74931 |  | Measured run L
112.01 | Soft Furnishings & Window Dressing | All Levels | Supply and install curtains, blinds and window treatments |  | nr | 29.8072 |  | Count / measured area
112.02 |  |  | Supply and install upholstery and soft seating |  | nr | 34.4574 |  | Count by item type
112.03 |  |  | Supply and install rugs, carpets and decorative floor finishes |  | m² | 3.8714 |  | Measured area
112.04 |  |  | Supply and install cushions, throws and soft accessories |  | nr | 23.1774 |  | Count by item type
113.01 | Feature & Bespoke Interior Elements | All Levels | Supply and install feature lighting and decorative fittings |  | nr | 3.0773 |  | Count by item type
113.02 |  |  | Supply and install bespoke reception and feature joinery |  | item | 87.8547 |  | Lump sum / count
113.03 |  |  | Supply and install planting, green walls and interior landscaping |  | nr | 2.6474 |  | Count / measured area
113.04 |  |  | Supply and install decorative screens, partitions and room dividers |  | nr | 82.9916 |  | Count / measured area
113.05 |  |  | Supply and install feature staircases and balustrade finishes |  | item | 1133.4527 |  | Lump sum / measured L
114.01 | Artwork, Styling & Accessories | All Levels | Supply and install artwork, prints and wall art |  | nr | 23.1774 |  | Count by item type
114.02 |  |  | Supply and install signage, graphics and environmental branding |  | nr | 17.6635 |  | Count by item type
114.03 |  |  | Supply and install decorative accessories and styling items |  | nr | 23.1774 |  | Count by item type
114.04 |  |  | Provide interior styling, dressing and final photography setup |  | item | 23.1774 |  | Lump sum

## Rates Schedule
RATE BUILD-UP — LABOUR / MATERIAL / PLANT / SUBCONTRACT
Editable components. Composite Rate = Direct Cost + Material Waste + OH&P. GBP excluding VAT.
Key | Module | Ref. | Detailed BOQ Item | Unit | Labour | Material | Plant | Subcontract | Waste % | OH&P % | Direct Cost | Waste Allowance | OH&P Allowance | Composite Rate | Breakdown Status | Rate from Analysis (USD) | Analysis Row (helper)
MODULE 0¦1.01 | MODULE 0 | 1.01 | Allow for compliance with Employer's Information Requirements and BIM execution plan | item | 3.2457 |  | 179.2195 | 0 | 0% | 0% | 182.4652 | 0 | 140.9832 | 14.0983 | East African detailed analysis — Nairobi (USD) | 14.0983 | 2
MODULE 0¦1.02 | MODULE 0 | 1.02 | Allow for compliance with planning conditions and consents | item | 3.2457 |  | 179.2195 | 0 | 0% | 0% | 182.4652 | 0 | 140.9832 | 14.0983 | East African detailed analysis — Nairobi (USD) | 14.0983 | 25
MODULE 0¦1.03 | MODULE 0 | 1.03 | Allow for compliance with Building Regulations and statutory approvals | item | 3.2457 |  | 179.2195 | 0 | 0% | 0% | 182.4652 | 0 | 140.9832 | 14.0983 | East African detailed analysis — Nairobi (USD) | 14.0983 | 48
MODULE 0¦1.04 | MODULE 0 | 1.04 | Allow for party-wall awards, rights of light and boundary agreements | nr | 3.2457 |  | 179.2195 | 0 | 0% | 0% | 182.4652 | 0 | 140.9832 | 14.0983 | East African detailed analysis — Nairobi (USD) | 14.0983 | 71
MODULE 0¦1.05 | MODULE 0 | 1.05 | Allow for section agreements (S38/S278/S104/S106) and utility approvals | nr | 3.2457 |  | 179.2195 | 0 | 0% | 0% | 182.4652 | 0 | 140.9832 | 14.0983 | East African detailed analysis — Nairobi (USD) | 14.0983 | 94
MODULE 0¦1.06 | MODULE 0 | 1.06 | Allow for permits to work, road-opening and highway licences | nr | 3.2457 |  | 179.2195 | 0 | 0% | 0% | 182.4652 | 0 | 140.9832 | 14.0983 | East African detailed analysis — Nairobi (USD) | 14.0983 | 117
MODULE 0¦1.07 | MODULE 0 | 1.07 | Allow for photographic and condition surveys of adjoining property | nr | 3.2457 |  | 179.2195 | 0 | 0% | 0% | 182.4652 | 0 | 140.9832 | 14.0983 | East African detailed analysis — Nairobi (USD) | 14.0983 | 140
MODULE 0¦2.01 | MODULE 0 | 2.01 | Provide project / contracts manager | wk | 2.0286 |  | 383.892 | 0 | 0% | 0% | 385.9206 | 0 | 223.6606 | 22.3661 | East African detailed analysis — Nairobi (USD) | 22.3661 | 163
MODULE 0¦2.02 | MODULE 0 | 2.02 | Provide site manager / agent | wk | 2.0286 |  | 383.892 | 0 | 0% | 0% | 385.9206 | 0 | 223.6606 | 22.3661 | East African detailed analysis — Nairobi (USD) | 22.3661 | 186
MODULE 0¦2.03 | MODULE 0 | 2.03 | Provide assistant site managers / section engineers | wk | 2.0286 |  | 383.892 | 0 | 0% | 0% | 385.9206 | 0 | 223.6606 | 22.3661 | East African detailed analysis — Nairobi (USD) | 22.3661 | 209
MODULE 0¦2.04 | MODULE 0 | 2.04 | Provide site / setting-out engineer | wk | 479.6175 |  | 634.2011 | 0 | 0% | 0% | 1113.8186 | 0 | 664.617 | 66.4617 | East African detailed analysis — Nairobi (USD) | 66.4617 | 232
MODULE 0¦2.05 | MODULE 0 | 2.05 | Provide quantity surveyor / commercial staff | wk | 3.2457 |  | 179.2195 | 0 | 0% | 0% | 182.4652 | 0 | 140.9832 | 14.0983 | East African detailed analysis — Nairobi (USD) | 14.0983 | 255
MODULE 0¦2.06 | MODULE 0 | 2.06 | Provide planner / programmer | wk | 2.0286 |  | 383.892 | 0 | 0% | 0% | 385.9206 | 0 | 223.6606 | 22.3661 | East African detailed analysis — Nairobi (USD) | 22.3661 | 278
MODULE 0¦2.07 | MODULE 0 | 2.07 | Provide health-and-safety manager / advisor | wk | 2.0286 |  | 383.892 | 0 | 0% | 0% | 385.9206 | 0 | 223.6606 | 22.3661 | East African detailed analysis — Nairobi (USD) | 22.3661 | 301
MODULE 0¦2.08 | MODULE 0 | 2.08 | Provide site administrator / document controller | wk | 7.6005 |  | 231.7054 | 0 | 0% | 0% | 239.3058 | 0 | 135.5569 | 13.5557 | East African detailed analysis — Nairobi (USD) | 13.5557 | 324
MODULE 0¦2.09 | MODULE 0 | 2.09 | Provide general foreman and trade supervisors | wk | 7.6005 |  | 231.7054 | 0 | 0% | 0% | 239.3058 | 0 | 135.5569 | 13.5557 | East African detailed analysis — Nairobi (USD) | 13.5557 | 347
MODULE 0¦2.1 | MODULE 0 | 2.1 | Provide site storeman and gateman | wk | 7.6005 |  | 231.7054 | 0 | 0% | 0% | 239.3058 | 0 | 135.5569 | 13.5557 | East African detailed analysis — Nairobi (USD) | 13.5557 | 370
MODULE 0¦3.01 | MODULE 0 | 3.01 | Deliver, erect and dismantle site offices | item | 605.4869 |  | 754.772 | 0 | 0% | 0% | 1360.2589 | 0 | 791.6982 | 79.1698 | East African detailed analysis — Nairobi (USD) | 79.1698 | 393
MODULE 0¦3.02 | MODULE 0 | 3.02 | Hire and maintain site offices | wk | 207.1291 |  | 272.3541 | 0 | 0% | 0% | 479.4832 | 0 | 295.4348 | 29.5435 | East African detailed analysis — Nairobi (USD) | 29.5435 | 416
MODULE 0¦3.03 | MODULE 0 | 3.03 | Deliver, erect and dismantle meeting / progress room | item | 605.4869 |  | 754.772 | 0 | 0% | 0% | 1360.2589 | 0 | 791.6982 | 79.1698 | East African detailed analysis — Nairobi (USD) | 79.1698 | 439
MODULE 0¦3.04 | MODULE 0 | 3.04 | Hire and maintain meeting room | wk | 129.289 |  | 155.4598 | 0 | 0% | 0% | 284.7488 | 0 | 169.1516 | 16.9152 | East African detailed analysis — Nairobi (USD) | 16.9152 | 462
MODULE 0¦3.05 | MODULE 0 | 3.05 | Deliver, erect and dismantle secure stores and containers | item | 605.4869 |  | 754.772 | 0 | 0% | 0% | 1360.2589 | 0 | 791.6982 | 79.1698 | East African detailed analysis — Nairobi (USD) | 79.1698 | 485
MODULE 0¦3.06 | MODULE 0 | 3.06 | Hire and maintain stores and containers | wk | 207.1291 |  | 272.3541 | 0 | 0% | 0% | 479.4832 | 0 | 295.4348 | 29.5435 | East African detailed analysis — Nairobi (USD) | 29.5435 | 508
MODULE 0¦3.07 | MODULE 0 | 3.07 | Provide office furniture, IT, printers and consumables | wk | 46.9629 |  | 75.876 | 0 | 0% | 0% | 122.8389 | 0 | 77.2235 | 7.7223 | East African detailed analysis — Nairobi (USD) | 7.7223 | 531
MODULE 0¦3.08 | MODULE 0 | 3.08 | Provide covered / lay-down storage and racking | m² | 12.983 |  | 15.2241 | 0 | 0% | 0% | 28.2071 | 0 | 15.919 | 1.5919 | East African detailed analysis — Nairobi (USD) | 1.5919 | 554
MODULE 0¦3.09 | MODULE 0 | 3.09 | Provide car parking and hardstanding for site staff | m² | 12.983 |  | 15.2241 | 0 | 0% | 0% | 28.2071 | 0 | 15.919 | 1.5919 | East African detailed analysis — Nairobi (USD) | 1.5919 | 577
MODULE 0¦4.01 | MODULE 0 | 4.01 | Deliver, erect and dismantle welfare / canteen unit | item | 605.4869 |  | 754.772 | 0 | 0% | 0% | 1360.2589 | 0 | 791.6982 | 79.1698 | East African detailed analysis — Nairobi (USD) | 79.1698 | 600
MODULE 0¦4.02 | MODULE 0 | 4.02 | Hire and maintain welfare / canteen unit | wk | 207.1291 |  | 272.3541 | 0 | 0% | 0% | 479.4832 | 0 | 295.4348 | 29.5435 | East African detailed analysis — Nairobi (USD) | 29.5435 | 623
MODULE 0¦4.03 | MODULE 0 | 4.03 | Deliver, erect and dismantle toilet and drying facilities | item | 605.4869 |  | 754.772 | 0 | 0% | 0% | 1360.2589 | 0 | 791.6982 | 79.1698 | East African detailed analysis — Nairobi (USD) | 79.1698 | 646
MODULE 0¦4.04 | MODULE 0 | 4.04 | Hire and maintain toilet and drying facilities | wk | 207.1291 |  | 272.3541 | 0 | 0% | 0% | 479.4832 | 0 | 295.4348 | 29.5435 | East African detailed analysis — Nairobi (USD) | 29.5435 | 669
MODULE 0¦4.05 | MODULE 0 | 4.05 | Provide canteen equipment, consumables and cleaning | wk | 207.1291 |  | 272.3541 | 0 | 0% | 0% | 479.4832 | 0 | 295.4348 | 29.5435 | East African detailed analysis — Nairobi (USD) | 29.5435 | 692
MODULE 0¦4.06 | MODULE 0 | 4.06 | Provide first-aid room and equipment | wk | 7.9985 |  | 108.0893 | 0 | 0% | 0% | 116.0877 | 0 | 83.3012 | 8.3301 | East African detailed analysis — Nairobi (USD) | 8.3301 | 715
MODULE 0¦5.01 | MODULE 0 | 5.01 | Provide temporary electricity supply connection and metering | item | 24.3431 |  | 238.0796 | 0 | 0% | 0% | 262.4227 | 0 | 228.522 | 22.8522 | East African detailed analysis — Nairobi (USD) | 22.8522 | 738
MODULE 0¦5.02 | MODULE 0 | 5.02 | Provide temporary electricity running costs and distribution | wk | 24.3431 |  | 98.976 | 0 | 0% | 0% | 123.3192 | 0 | 71.6828 | 7.1683 | East African detailed analysis — Nairobi (USD) | 7.1683 | 761
MODULE 0¦5.03 | MODULE 0 | 5.03 | Provide temporary water supply connection and metering | item | 24.3431 |  | 238.0796 | 0 | 0% | 0% | 262.4227 | 0 | 228.522 | 22.8522 | East African detailed analysis — Nairobi (USD) | 22.8522 | 784
MODULE 0¦5.04 | MODULE 0 | 5.04 | Provide temporary water running costs | wk | 24.3431 |  | 98.976 | 0 | 0% | 0% | 123.3192 | 0 | 71.6828 | 7.1683 | East African detailed analysis — Nairobi (USD) | 7.1683 | 807
MODULE 0¦5.05 | MODULE 0 | 5.05 | Provide temporary drainage and foul connection | item | 24.3431 |  | 238.0796 | 0 | 0% | 0% | 262.4227 | 0 | 228.522 | 22.8522 | East African detailed analysis — Nairobi (USD) | 22.8522 | 830
MODULE 0¦5.06 | MODULE 0 | 5.06 | Provide temporary telecoms, broadband and site IT network | wk | 46.9629 |  | 75.876 | 0 | 0% | 0% | 122.8389 | 0 | 77.2235 | 7.7223 | East African detailed analysis — Nairobi (USD) | 7.7223 | 853
MODULE 0¦5.07 | MODULE 0 | 5.07 | Provide temporary heating and dehumidification for the works | wk | 43.8563 |  | 122.9424 | 0 | 0% | 0% | 166.7987 | 0 | 129.9449 | 12.9945 | East African detailed analysis — Nairobi (USD) | 12.9945 | 876
MODULE 0¦5.08 | MODULE 0 | 5.08 | Provide temporary lighting to work areas and task lighting | wk | 24.3431 |  | 98.976 | 0 | 0% | 0% | 123.3192 | 0 | 71.6828 | 7.1683 | East African detailed analysis — Nairobi (USD) | 7.1683 | 899
MODULE 0¦5.09 | MODULE 0 | 5.09 | Provide temporary gas or fuel supplies where required | wk | 80.4946 |  | 164.8903 | 0 | 0% | 0% | 245.3849 | 0 | 177.4902 | 17.749 | East African detailed analysis — Nairobi (USD) | 17.749 | 922
MODULE 0¦6.01 | MODULE 0 | 6.01 | Provide and erect site hoarding, including gates | m | 1494.233 |  | 1573.195 | 0 | 0% | 0% | 3067.428 | 0 | 1728.7581 | 172.8758 | East African detailed analysis — Nairobi (USD) | 172.8758 | 945
MODULE 0¦6.02 | MODULE 0 | 6.02 | Maintain, alter and remove hoarding | item | 16.6345 |  | 44.6687 | 0 | 0% | 0% | 61.3031 | 0 | 35.071 | 3.5071 | East African detailed analysis — Nairobi (USD) | 3.5071 | 968
MODULE 0¦6.03 | MODULE 0 | 6.03 | Provide hoarding signage, graphics and lighting | m | 177.0962 |  | 190.2014 | 0 | 0% | 0% | 367.2976 | 0 | 207.4651 | 20.7465 | East African detailed analysis — Nairobi (USD) | 20.7465 | 991
MODULE 0¦6.04 | MODULE 0 | 6.04 | Provide perimeter fencing (Heras) and maintenance | m | 67.4304 |  | 73.8932 | 0 | 0% | 0% | 141.3236 | 0 | 79.8862 | 7.9886 | East African detailed analysis — Nairobi (USD) | 7.9886 | 1014
MODULE 0¦6.05 | MODULE 0 | 6.05 | Provide manned security / gate personnel | wk | 6.0085 |  | 320.1806 | 0 | 0% | 0% | 326.1891 | 0 | 336.433 | 33.6433 | East African detailed analysis — Nairobi (USD) | 33.6433 | 1037
MODULE 0¦6.06 | MODULE 0 | 6.06 | Provide CCTV, alarm and remote monitoring to site | wk | 48.2767 |  | 102.8543 | 0 | 0% | 0% | 151.131 | 0 | 108.0393 | 10.8039 | East African detailed analysis — Nairobi (USD) | 10.8039 | 1060
MODULE 0¦6.07 | MODULE 0 | 6.07 | Provide access-control, turnstiles and biometric site systems | wk | 75.1546 |  | 131.0761 | 0 | 0% | 0% | 206.2307 | 0 | 139.0833 | 13.9083 | East African detailed analysis — Nairobi (USD) | 13.9083 | 1083
MODULE 0¦6.08 | MODULE 0 | 6.08 | Provide out-of-hours security and lighting | wk | 6.0085 |  | 320.1806 | 0 | 0% | 0% | 326.1891 | 0 | 336.433 | 33.6433 | East African detailed analysis — Nairobi (USD) | 33.6433 | 1106
MODULE 0¦7.01 | MODULE 0 | 7.01 | Provide PPE, site inductions and visitor management | wk | 45.3478 |  | 60.0958 | 0 | 0% | 0% | 105.4436 | 0 | 59.478 | 5.9478 | East African detailed analysis — Nairobi (USD) | 5.9478 | 1129
MODULE 0¦7.02 | MODULE 0 | 7.02 | Provide first-aid provisions, appointed persons and supplies | wk | 45.3478 |  | 60.0958 | 0 | 0% | 0% | 105.4436 | 0 | 59.478 | 5.9478 | East African detailed analysis — Nairobi (USD) | 5.9478 | 1152
MODULE 0¦7.03 | MODULE 0 | 7.03 | Provide fire prevention, extinguishers and fire points | nr | 119.8609 |  | 149.4822 | 0 | 0% | 0% | 269.3431 | 0 | 161.5949 | 16.1595 | East African detailed analysis — Nairobi (USD) | 16.1595 | 1175
MODULE 0¦7.04 | MODULE 0 | 7.04 | Provide site safety signage, barriers and edge protection | item | 63.2921 |  | 93.1955 | 0 | 0% | 0% | 156.4876 | 0 | 88.4378 | 8.8438 | East African detailed analysis — Nairobi (USD) | 8.8438 | 1198
MODULE 0¦7.05 | MODULE 0 | 7.05 | Provide environmental protection and pollution-control measures | item | 123.4544 |  | 264.4803 | 0 | 0% | 0% | 387.9347 | 0 | 276.3389 | 27.6339 | East African detailed analysis — Nairobi (USD) | 27.6339 | 1221
MODULE 0¦7.06 | MODULE 0 | 7.06 | Provide dust monitoring and suppression | wk | 13.1728 |  | 18.1591 | 0 | 0% | 0% | 31.3319 | 0 | 18.6999 | 1.87 | East African detailed analysis — Nairobi (USD) | 1.87 | 1244
MODULE 0¦7.07 | MODULE 0 | 7.07 | Provide noise and vibration monitoring and control | wk | 123.4544 |  | 264.4803 | 0 | 0% | 0% | 387.9347 | 0 | 276.3389 | 27.6339 | East African detailed analysis — Nairobi (USD) | 27.6339 | 1267
MODULE 0¦7.08 | MODULE 0 | 7.08 | Provide waste-management, segregation and skips | wk | 143.1607 |  | 375.5893 | 0 | 0% | 0% | 518.75 | 0 | 409.3228 | 40.9323 | East African detailed analysis — Nairobi (USD) | 40.9323 | 1290
MODULE 0¦7.09 | MODULE 0 | 7.09 | Provide wheel-wash and road-cleaning provisions | wk | 238.7944 |  | 341.1515 | 0 | 0% | 0% | 579.9459 | 0 | 369.4755 | 36.9475 | East African detailed analysis — Nairobi (USD) | 36.9475 | 1313
MODULE 0¦7.1 | MODULE 0 | 7.1 | Provide occupational-health and biosecurity measures | wk | 45.3478 |  | 60.0958 | 0 | 0% | 0% | 105.4436 | 0 | 59.478 | 5.9478 | East African detailed analysis — Nairobi (USD) | 5.9478 | 1336
MODULE 0¦8.01 | MODULE 0 | 8.01 | Design, provide and adapt temporary works (props, shoring, needling) | item | 2134.0804 |  | 2467.6005 | 0 | 0% | 0% | 4601.6808 | 0 | 2678.7741 | 267.8774 | East African detailed analysis — Nairobi (USD) | 267.8774 | 1359
MODULE 0¦8.02 | MODULE 0 | 8.02 | Provide and maintain external scaffolding | m² | 2.0286 |  | 12.0991 | 0 | 0% | 0% | 14.1277 | 0 | 12.7118 | 1.2712 | East African detailed analysis — Nairobi (USD) | 1.2712 | 1382
MODULE 0¦8.03 | MODULE 0 | 8.03 | Provide scaffold alterations, adaptations and hoists | wk | 2.0286 |  | 100.5844 | 0 | 0% | 0% | 102.613 | 0 | 95.9238 | 9.5924 | East African detailed analysis — Nairobi (USD) | 9.5924 | 1405
MODULE 0¦8.04 | MODULE 0 | 8.04 | Provide birdcage / internal scaffolding and access towers | m² | 2.0286 |  | 12.0991 | 0 | 0% | 0% | 14.1277 | 0 | 12.7118 | 1.2712 | East African detailed analysis — Nairobi (USD) | 1.2712 | 1428
MODULE 0¦8.05 | MODULE 0 | 8.05 | Provide temporary roofs, crash decks and protection screens | m² | 19.5626 |  | 31.5531 | 0 | 0% | 0% | 51.1157 | 0 | 33.5953 | 3.3595 | East African detailed analysis — Nairobi (USD) | 3.3595 | 1451
MODULE 0¦8.06 | MODULE 0 | 8.06 | Provide temporary ramps, stairs, walkways and edge protection | m | 63.2921 |  | 69.007 | 0 | 0% | 0% | 132.2991 | 0 | 74.8015 | 7.4801 | East African detailed analysis — Nairobi (USD) | 7.4801 | 1474
MODULE 0¦8.07 | MODULE 0 | 8.07 | Provide temporary roads, crossings and site hardstanding | m² | 5.7589 |  | 10.4595 | 0 | 0% | 0% | 16.2184 | 0 | 11.2739 | 1.1274 | East African detailed analysis — Nairobi (USD) | 1.1274 | 1497
MODULE 0¦8.08 | MODULE 0 | 8.08 | Provide ground protection, trackway and mats | m² | 5.7589 |  | 10.4595 | 0 | 0% | 0% | 16.2184 | 0 | 11.2739 | 1.1274 | East African detailed analysis — Nairobi (USD) | 1.1274 | 1520
MODULE 0¦8.09 | MODULE 0 | 8.09 | Provide dewatering, pumping and groundwater control | wk | 17.243 |  | 232.1701 | 0 | 0% | 0% | 249.4132 | 0 | 247.3326 | 24.7333 | East African detailed analysis — Nairobi (USD) | 24.7333 | 1543
MODULE 0¦9.01 | MODULE 0 | 9.01 | Provide tower crane, including erection, hire and dismantling | wk | 2.0286 |  | 3549.2707 | 0 | 0% | 0% | 3551.2993 | 0 | 3975.6042 | 397.5604 | East African detailed analysis — Nairobi (USD) | 397.5604 | 1566
MODULE 0¦9.02 | MODULE 0 | 9.02 | Provide mobile crane and appointed-person lifts | nr | 50815.3014 |  | 61864.5672 | 0 | 0% | 0% | 112679.8686 | 0 | 67953.9026 | 6795.3903 | East African detailed analysis — Nairobi (USD) | 6795.3903 | 1589
MODULE 0¦9.03 | MODULE 0 | 9.03 | Provide passenger / goods hoists and mast climbers | wk | 2.0286 |  | 214.6493 | 0 | 0% | 0% | 216.6779 | 0 | 215.8187 | 21.5819 | East African detailed analysis — Nairobi (USD) | 21.5819 | 1612
MODULE 0¦9.04 | MODULE 0 | 9.04 | Provide telehandlers, forklifts and rough-terrain plant | wk | 2.0286 |  | 214.6493 | 0 | 0% | 0% | 216.6779 | 0 | 215.8187 | 21.5819 | East African detailed analysis — Nairobi (USD) | 21.5819 | 1635
MODULE 0¦9.05 | MODULE 0 | 9.05 | Provide mobile elevating work platforms (MEWPs) | wk | 2.0286 |  | 214.6493 | 0 | 0% | 0% | 216.6779 | 0 | 215.8187 | 21.5819 | East African detailed analysis — Nairobi (USD) | 21.5819 | 1658
MODULE 0¦9.06 | MODULE 0 | 9.06 | Provide excavators, dumpers and earthmoving plant | wk | 0 |  | 282.0711 | 0 | 0% | 0% | 282.0711 | 0 | 291.8953 | 29.1895 | East African detailed analysis — Nairobi (USD) | 29.1895 | 1681
MODULE 0¦9.07 | MODULE 0 | 9.07 | Provide generators, compressors and welfare power | wk | 207.1291 |  | 272.3541 | 0 | 0% | 0% | 479.4832 | 0 | 295.4348 | 29.5435 | East African detailed analysis — Nairobi (USD) | 29.5435 | 1704
MODULE 0¦9.08 | MODULE 0 | 9.08 | Provide small tools, consumables and plant maintenance | wk | 4.0572 |  | 83.0854 | 0 | 0% | 0% | 87.1426 | 0 | 67.4218 | 6.7422 | East African detailed analysis — Nairobi (USD) | 6.7422 | 1727
MODULE 0¦9.09 | MODULE 0 | 9.09 | Provide plant fuel, servicing and operators | wk | 4.0572 |  | 83.0854 | 0 | 0% | 0% | 87.1426 | 0 | 67.4218 | 6.7422 | East African detailed analysis — Nairobi (USD) | 6.7422 | 1750
MODULE 0¦10.01 | MODULE 0 | 10.01 | Provide setting-out, gridlines and benchmark establishment | item | 479.6175 |  | 634.2011 | 0 | 0% | 0% | 1113.8186 | 0 | 664.617 | 66.4617 | East African detailed analysis — Nairobi (USD) | 66.4617 | 1773
MODULE 0¦10.02 | MODULE 0 | 10.02 | Provide topographical, measured and dilapidation surveys | nr | 3.2457 |  | 179.2195 | 0 | 0% | 0% | 182.4652 | 0 | 140.9832 | 14.0983 | East African detailed analysis — Nairobi (USD) | 14.0983 | 1796
MODULE 0¦10.03 | MODULE 0 | 10.03 | Provide monitoring of movement, settlement and vibration | wk | 123.4544 |  | 264.4803 | 0 | 0% | 0% | 387.9347 | 0 | 276.3389 | 27.6339 | East African detailed analysis — Nairobi (USD) | 27.6339 | 1819
MODULE 0¦10.04 | MODULE 0 | 10.04 | Provide progress photographs, drone and record media | wk | 123.4544 |  | 264.4803 | 0 | 0% | 0% | 387.9347 | 0 | 276.3389 | 27.6339 | East African detailed analysis — Nairobi (USD) | 27.6339 | 1842
MODULE 0¦10.05 | MODULE 0 | 10.05 | Provide as-built records, BIM model updates and document control | wk | 7.9985 |  | 108.0893 | 0 | 0% | 0% | 116.0877 | 0 | 83.3012 | 8.3301 | East African detailed analysis — Nairobi (USD) | 8.3301 | 1865
MODULE 0¦10.06 | MODULE 0 | 10.06 | Provide samples, mock-ups and benchmark panels | nr | 2779.1731 |  | 3133.3559 | 0 | 0% | 0% | 5912.529 | 0 | 3415.143 | 341.5143 | East African detailed analysis — Nairobi (USD) | 341.5143 | 1888
MODULE 0¦10.07 | MODULE 0 | 10.07 | Provide testing, inspection and third-party verification | item | 25.908 |  | 255.1787 | 0 | 0% | 0% | 281.0867 | 0 | 234.6861 | 23.4686 | East African detailed analysis — Nairobi (USD) | 23.4686 | 1911
MODULE 0¦11.01 | MODULE 0 | 11.01 | Provide progressive / builder's cleaning during the works | wk | 35.9351 |  | 207.5541 | 0 | 0% | 0% | 243.4892 | 0 | 215.9887 | 21.5989 | East African detailed analysis — Nairobi (USD) | 21.5989 | 1934
MODULE 0¦11.02 | MODULE 0 | 11.02 | Provide rubbish removal, chutes and skip management | wk | 143.1607 |  | 375.5893 | 0 | 0% | 0% | 518.75 | 0 | 409.3228 | 40.9323 | East African detailed analysis — Nairobi (USD) | 40.9323 | 1957
MODULE 0¦11.03 | MODULE 0 | 11.03 | Provide final builder's clean on completion | m² | 12.983 |  | 15.2241 | 0 | 0% | 0% | 28.2071 | 0 | 15.919 | 1.5919 | East African detailed analysis — Nairobi (USD) | 1.5919 | 1980
MODULE 0¦11.04 | MODULE 0 | 11.04 | Provide sparkle / specialist clean prior to handover | m² | 12.983 |  | 15.2241 | 0 | 0% | 0% | 28.2071 | 0 | 15.919 | 1.5919 | East African detailed analysis — Nairobi (USD) | 1.5919 | 2003
MODULE 0¦11.05 | MODULE 0 | 11.05 | Provide external and window cleaning on completion | m² | 12.983 |  | 15.2241 | 0 | 0% | 0% | 28.2071 | 0 | 15.919 | 1.5919 | East African detailed analysis — Nairobi (USD) | 1.5919 | 2026
MODULE 0¦12.01 | MODULE 0 | 12.01 | Allow for statutory undertakers' and utility connection charges | nr | 0 |  | 610.51 | 0 | 0% | 0% | 610.51 | 0 | 670.9235 | 67.0923 | East African detailed analysis — Nairobi (USD) | 67.0923 | 2049
MODULE 0¦12.02 | MODULE 0 | 12.02 | Allow for local-authority, building-control and inspection fees | item | 0 |  | 610.51 | 0 | 0% | 0% | 610.51 | 0 | 670.9235 | 67.0923 | East African detailed analysis — Nairobi (USD) | 67.0923 | 2072
MODULE 0¦12.03 | MODULE 0 | 12.03 | Allow for planning, licensing and highway-authority fees | item | 0 |  | 610.51 | 0 | 0% | 0% | 610.51 | 0 | 670.9235 | 67.0923 | East African detailed analysis — Nairobi (USD) | 67.0923 | 2095
MODULE 0¦12.04 | MODULE 0 | 12.04 | Allow for crane oversailing, scaffold and skip licences | nr | 2.0286 |  | 100.5844 | 0 | 0% | 0% | 102.613 | 0 | 95.9238 | 9.5924 | East African detailed analysis — Nairobi (USD) | 9.5924 | 2118
MODULE 0¦12.05 | MODULE 0 | 12.05 | Allow for testing, commissioning authority and certification fees | item | 159.9691 |  | 233.6553 | 0 | 0% | 0% | 393.6244 | 0 | 239.658 | 23.9658 | East African detailed analysis — Nairobi (USD) | 23.9658 | 2141
MODULE 0¦13.01 | MODULE 0 | 13.01 | Provide contractor's all-risks insurance | % | 39.9923 |  | 107.6797 | 0 | 0% | 0% | 147.6719 | 0 | 101.0848 | 10.1085 | East African detailed analysis — Nairobi (USD) | 10.1085 | 2164
MODULE 0¦13.02 | MODULE 0 | 13.02 | Provide public and employer's-liability insurance | % | 39.9923 |  | 107.6797 | 0 | 0% | 0% | 147.6719 | 0 | 101.0848 | 10.1085 | East African detailed analysis — Nairobi (USD) | 10.1085 | 2187
MODULE 0¦13.03 | MODULE 0 | 13.03 | Provide professional-indemnity insurance | item | 159.9691 |  | 233.6553 | 0 | 0% | 0% | 393.6244 | 0 | 239.658 | 23.9658 | East African detailed analysis — Nairobi (USD) | 23.9658 | 2210
MODULE 0¦13.04 | MODULE 0 | 13.04 | Provide performance bond | % | 39.9923 |  | 107.6797 | 0 | 0% | 0% | 147.6719 | 0 | 101.0848 | 10.1085 | East African detailed analysis — Nairobi (USD) | 10.1085 | 2233
MODULE 0¦13.05 | MODULE 0 | 13.05 | Provide advance-payment and retention bonds | % | 39.9923 |  | 107.6797 | 0 | 0% | 0% | 147.6719 | 0 | 101.0848 | 10.1085 | East African detailed analysis — Nairobi (USD) | 10.1085 | 2256
MODULE 0¦13.06 | MODULE 0 | 13.06 | Provide parent-company guarantee and collateral warranties | nr | 159.9691 |  | 233.6553 | 0 | 0% | 0% | 393.6244 | 0 | 239.658 | 23.9658 | East African detailed analysis — Nairobi (USD) | 23.9658 | 2279
MODULE 0¦13.07 | MODULE 0 | 13.07 | Provide latent-defects / decennial insurance where required | % | 39.9923 |  | 107.6797 | 0 | 0% | 0% | 147.6719 | 0 | 101.0848 | 10.1085 | East African detailed analysis — Nairobi (USD) | 10.1085 | 2302
MODULE 0¦14.01 | MODULE 0 | 14.01 | Provide operation and maintenance manuals and health-and-safety file | item | 159.9691 |  | 233.6553 | 0 | 0% | 0% | 393.6244 | 0 | 239.658 | 23.9658 | East African detailed analysis — Nairobi (USD) | 23.9658 | 2325
MODULE 0¦14.02 | MODULE 0 | 14.02 | Provide as-built / record drawings and BIM deliverables | item | 25.908 |  | 255.1787 | 0 | 0% | 0% | 281.0867 | 0 | 234.6861 | 23.4686 | East African detailed analysis — Nairobi (USD) | 23.4686 | 2348
MODULE 0¦14.03 | MODULE 0 | 14.03 | Provide commissioning, witnessing and demonstration | item | 159.9691 |  | 233.6553 | 0 | 0% | 0% | 393.6244 | 0 | 239.658 | 23.9658 | East African detailed analysis — Nairobi (USD) | 23.9658 | 2371
MODULE 0¦14.04 | MODULE 0 | 14.04 | Provide client and operator training | nr | 159.9691 |  | 233.6553 | 0 | 0% | 0% | 393.6244 | 0 | 239.658 | 23.9658 | East African detailed analysis — Nairobi (USD) | 23.9658 | 2394
MODULE 0¦14.05 | MODULE 0 | 14.05 | Provide handover, keys, asset register and tagging | item | 159.9691 |  | 233.6553 | 0 | 0% | 0% | 393.6244 | 0 | 239.658 | 23.9658 | East African detailed analysis — Nairobi (USD) | 23.9658 | 2417
MODULE 0¦14.06 | MODULE 0 | 14.06 | Provide defects-liability-period attendance and management | mth | 39.9923 |  | 107.6797 | 0 | 0% | 0% | 147.6719 | 0 | 101.0848 | 10.1085 | East African detailed analysis — Nairobi (USD) | 10.1085 | 2440
MODULE 0¦14.07 | MODULE 0 | 14.07 | Provide seasonal commissioning and post-occupancy support | nr | 159.9691 |  | 233.6553 | 0 | 0% | 0% | 393.6244 | 0 | 239.658 | 23.9658 | East African detailed analysis — Nairobi (USD) | 23.9658 | 2463
MODULE 0¦14.08 | MODULE 0 | 14.08 | Allow for making good defects during rectification period | item | 159.9691 |  | 233.6553 | 0 | 0% | 0% | 393.6244 | 0 | 239.658 | 23.9658 | East African detailed analysis — Nairobi (USD) | 23.9658 | 2486
MODULE 1¦1.01 | MODULE 1 | 1.01 | Excavate foundation pits to the required dimensions and depth, including levelling, trimming and preparation of formation | m³ | 0 |  | 9.5247 | 0 | 0% | 0% | 9.5247 | 0 | 10.151 | 1.0151 | East African detailed analysis — Nairobi (USD) | 1.0151 | 2509
MODULE 1¦1.02 | MODULE 1 | 1.02 | Cart away and dispose of surplus excavated material off site, classified where required | m³ | 0 |  | 14.8841 | 0 | 0% | 0% | 14.8841 | 0 | 16.4289 | 1.6429 | East African detailed analysis — Nairobi (USD) | 1.6429 | 2532
MODULE 1¦1.03 | MODULE 1 | 1.03 | Return, place and compact suitable excavated material around completed pad foundations | m³ | 0 |  | 9.5247 | 0 | 0% | 0% | 9.5247 | 0 | 10.151 | 1.0151 | East African detailed analysis — Nairobi (USD) | 1.0151 | 2555
MODULE 1¦1.04 | MODULE 1 | 1.04 | Supply, place and compact imported selected backfill around pad foundations | m³ | 21.8207 |  | 28.1668 | 0 | 0% | 0% | 49.9875 | 0 | 30.2784 | 3.0278 | East African detailed analysis — Nairobi (USD) | 3.0278 | 2578
MODULE 1¦1.05 | MODULE 1 | 1.05 | Supply and place lean concrete blinding beneath pad foundations to specified thickness | m³ | 122.4053 |  | 152.2891 | 0 | 0% | 0% | 274.6945 | 0 | 164.5773 | 16.4577 | East African detailed analysis — Nairobi (USD) | 16.4577 | 2601
MODULE 1¦1.06 | MODULE 1 | 1.06 | Supply, cut, bend and fix reinforcement bars, links, chairs, spacers and tying wire | t | 1238.6592 |  | 1432.1609 | 0 | 0% | 0% | 2670.8201 | 0 | 1535.4287 | 153.5429 | East African detailed analysis — Nairobi (USD) | 153.5429 | 2624
MODULE 1¦1.07 | MODULE 1 | 1.07 | Supply, place, compact and cure reinforced concrete pad foundations of specified concrete grade | m³ | 134.942 |  | 165.4527 | 0 | 0% | 0% | 300.3947 | 0 | 179.0572 | 17.9057 | East African detailed analysis — Nairobi (USD) | 17.9057 | 2647
MODULE 1¦1.08 | MODULE 1 | 1.08 | Provide formwork to exposed vertical sides of pad foundations | m² | 14.4639 |  | 18.7999 | 0 | 0% | 0% | 33.2638 | 0 | 18.7752 | 1.8775 | East African detailed analysis — Nairobi (USD) | 1.8775 | 2670
MODULE 1¦1.09 | MODULE 1 | 1.09 | Provide waterproofing membrane to horizontal and vertical foundation surfaces, including laps and turn-ups | m² | 8.8041 |  | 10.2779 | 0 | 0% | 0% | 19.082 | 0 | 10.7678 | 1.0768 | East African detailed analysis — Nairobi (USD) | 1.0768 | 2693
MODULE 1¦1.1 | MODULE 1 | 1.1 | Provide protection board or protection fleece over the complete waterproofed foundation surface | m² | 8.8041 |  | 10.2779 | 0 | 0% | 0% | 19.082 | 0 | 10.7678 | 1.0768 | East African detailed analysis — Nairobi (USD) | 1.0768 | 2716
MODULE 1¦1.11 | MODULE 1 | 1.11 | Supply and install holding-down bolts or anchor assemblies, classified by type and size | nr | 29.6175 | 0 | 35.8897 | 0 | 0% | 0% | 65.5071 | 0 | 37.4321 | 3.7432 | East African detailed analysis — Nairobi (USD) | 3.7432 | 2739
MODULE 1¦1.12 | MODULE 1 | 1.12 | Supply and install embedded plates, earthing lugs, sockets or other cast-in components | nr | 29.6175 | 0 | 35.8897 | 0 | 0% | 0% | 65.5071 | 0 | 37.4321 | 3.7432 | East African detailed analysis — Nairobi (USD) | 3.7432 | 2762
MODULE 1¦1.13 | MODULE 1 | 1.13 | Form and seal construction joints, including waterstop where specified | m | 6.0858 | 0 | 7.1841 | 0 | 0% | 0% | 13.2699 | 0 | 7.4931 | 0.74931 | East African detailed analysis — Nairobi (USD) | 0.74931 | 2785
MODULE 1¦1.14 | MODULE 1 | 1.14 | Apply fair-faced or other specified finish to exposed concrete surfaces | m² | 12.983 | 0 | 15.2241 | 0 | 0% | 0% | 28.2071 | 0 | 15.919 | 1.5919 | East African detailed analysis — Nairobi (USD) | 1.5919 | 2808
MODULE 1¦1.15 | MODULE 1 | 1.15 | Apply concrete sealer to the complete measured finished concrete surface | m² | 1.7689 | 0 | 3.1228 | 0 | 0% | 0% | 4.8918 | 0 | 2.7729 | 0.27729 | East African detailed analysis — Nairobi (USD) | 0.27729 | 2831
MODULE 1¦2.01 | MODULE 1 | 2.01 | Excavate trenches for strip foundations to required width and depth, including trimming formation | m³ | 0 | 0 | 9.5247 | 0 | 0% | 0% | 9.5247 | 0 | 10.151 | 1.0151 | East African detailed analysis — Nairobi (USD) | 1.0151 | 2854
MODULE 1¦2.02 | MODULE 1 | 2.02 | Cart away and dispose of surplus excavated material off site | m³ | 0 | 0 | 14.8841 | 0 | 0% | 0% | 14.8841 | 0 | 16.4289 | 1.6429 | East African detailed analysis — Nairobi (USD) | 1.6429 | 2877
MODULE 1¦2.03 | MODULE 1 | 2.03 | Return, place and compact suitable excavated material to sides of strip foundations | m³ | 0 | 0 | 9.5247 | 0 | 0% | 0% | 9.5247 | 0 | 10.151 | 1.0151 | East African detailed analysis — Nairobi (USD) | 1.0151 | 2900
MODULE 1¦2.04 | MODULE 1 | 2.04 | Supply, place and compact imported selected backfill to sides of strip foundations | m³ | 21.8207 | 0 | 28.1668 | 0 | 0% | 0% | 49.9875 | 0 | 30.2784 | 3.0278 | East African detailed analysis — Nairobi (USD) | 3.0278 | 2923
MODULE 1¦2.05 | MODULE 1 | 2.05 | Supply and place lean concrete blinding beneath strip foundations | m³ | 122.4053 | 0 | 152.2891 | 0 | 0% | 0% | 274.6945 | 0 | 164.5773 | 16.4577 | East African detailed analysis — Nairobi (USD) | 16.4577 | 2946
MODULE 1¦2.06 | MODULE 1 | 2.06 | Supply, cut, bend and fix reinforcement bars, links and associated accessories | t | 1238.6592 | 0 | 1432.1609 | 0 | 0% | 0% | 2670.8201 | 0 | 1535.4287 | 153.5429 | East African detailed analysis — Nairobi (USD) | 153.5429 | 2969
MODULE 1¦2.07 | MODULE 1 | 2.07 | Supply, place, compact and cure reinforced concrete strip foundations | m³ | 134.942 | 0 | 165.4527 | 0 | 0% | 0% | 300.3947 | 0 | 179.0572 | 17.9057 | East African detailed analysis — Nairobi (USD) | 17.9057 | 2992
MODULE 1¦2.08 | MODULE 1 | 2.08 | Provide formwork to exposed vertical sides of strip foundations | m² | 14.4639 | 0 | 18.7999 | 0 | 0% | 0% | 33.2638 | 0 | 18.7752 | 1.8775 | East African detailed analysis — Nairobi (USD) | 1.8775 | 3015
MODULE 1¦2.09 | MODULE 1 | 2.09 |  | m² | 12.983 | 0 | 15.2241 | 0 | 0% | 0% | 28.2071 | 0 | 15.919 | 1.5919 | East African detailed analysis — Nairobi (USD) | 1.5919 | 3038
MODULE 1¦2.1 | MODULE 1 | 2.1 | Provide protection fleece over the complete measured waterproofing membrane | m² | 8.8041 | 0 | 10.2779 | 0 | 0% | 0% | 19.082 | 0 | 10.7678 | 1.0768 | East African detailed analysis — Nairobi (USD) | 1.0768 | 3061
MODULE 1¦2.11 | MODULE 1 | 2.11 | Form and seal construction joints within strip foundations | m | 6.0858 | 0 | 7.1841 | 0 | 0% | 0% | 13.2699 | 0 | 7.4931 | 0.74931 | East African detailed analysis — Nairobi (USD) | 0.74931 | 3084
MODULE 1¦3.01 | MODULE 1 | 3.01 | Excavate trenches for stone strip foundations, including trimming and preparation of formation | m³ | 0 | 0 | 9.5247 | 0 | 0% | 0% | 9.5247 | 0 | 10.151 | 1.0151 | East African detailed analysis — Nairobi (USD) | 1.0151 | 3107
MODULE 1¦3.02 | MODULE 1 | 3.02 | Remove and dispose of surplus excavated material off site | m³ | 0 | 0 | 14.8841 | 0 | 0% | 0% | 14.8841 | 0 | 16.4289 | 1.6429 | East African detailed analysis — Nairobi (USD) | 1.6429 | 3130
MODULE 1¦3.03 | MODULE 1 | 3.03 | Supply, place and compact granular base beneath stone foundation | m³ | 21.8207 | 0 | 28.1668 | 0 | 0% | 0% | 49.9875 | 0 | 30.2784 | 3.0278 | East African detailed analysis — Nairobi (USD) | 3.0278 | 3153
MODULE 1¦3.04 | MODULE 1 | 3.04 | Supply and place lean concrete blinding beneath stone foundation where specified | m³ | 122.4053 | 0 | 152.2891 | 0 | 0% | 0% | 274.6945 | 0 | 164.5773 | 16.4577 | East African detailed analysis — Nairobi (USD) | 16.4577 | 3176
MODULE 1¦3.05 | MODULE 1 | 3.05 | Construct stone masonry strip foundation of specified stone type and dimensions, including cutting, bedding and jointing | m³ | 19.5788 | 0 | 25.04 | 0 | 0% | 0% | 44.6188 | 0 | 25.9246 | 2.5925 | East African detailed analysis — Nairobi (USD) | 2.5925 | 3199
MODULE 1¦3.06 | MODULE 1 | 3.06 | Apply pointing or special mortar finish to exposed stonework surfaces | m² | 15.4579 | 0 | 20.8676 | 0 | 0% | 0% | 36.3254 | 0 | 20.8164 | 2.0816 | East African detailed analysis — Nairobi (USD) | 2.0816 | 3222
MODULE 1¦3.07 | MODULE 1 | 3.07 | Return, place and compact suitable backfill around stone foundations | m³ | 21.8207 | 0 | 28.1668 | 0 | 0% | 0% | 49.9875 | 0 | 30.2784 | 3.0278 | East African detailed analysis — Nairobi (USD) | 3.0278 | 3245
MODULE 1¦3.08 | MODULE 1 | 3.08 | Provide horizontal or vertical damp-proof course or membrane | m² | 8.8041 | 0 | 10.2779 | 0 | 0% | 0% | 19.082 | 0 | 10.7678 | 1.0768 | East African detailed analysis — Nairobi (USD) | 1.0768 | 3268
MODULE 1¦4.01 | MODULE 1 | 4.01 | Excavate to reduced level for raft construction, including trimming and preparation of formation | m³ | 0 | 0 | 9.5247 | 0 | 0% | 0% | 9.5247 | 0 | 10.151 | 1.0151 | East African detailed analysis — Nairobi (USD) | 1.0151 | 3291
MODULE 1¦4.02 | MODULE 1 | 4.02 | Cart away and dispose of surplus excavated material off site | m³ | 0 | 0 | 14.8841 | 0 | 0% | 0% | 14.8841 | 0 | 16.4289 | 1.6429 | East African detailed analysis — Nairobi (USD) | 1.6429 | 3314
MODULE 1¦4.03 | MODULE 1 | 4.03 | Provide ground improvement or stabilisation beneath raft foundation | m² or m³ | 21.8074 | 0 | 32.094 | 0 | 0% | 0% | 53.9014 | 0 | 31.1997 | 3.12 | East African detailed analysis — Nairobi (USD) | 3.12 | 3337
MODULE 1¦4.04 | MODULE 1 | 4.04 | Supply, place and compact imported engineered fill beneath raft foundation | m³ | 19.5788 | 0 | 25.04 | 0 | 0% | 0% | 44.6188 | 0 | 25.9246 | 2.5925 | East African detailed analysis — Nairobi (USD) | 2.5925 | 3360
MODULE 1¦4.05 | MODULE 1 | 4.05 | Supply and place lean concrete blinding beneath raft foundation | m³ | 122.4053 | 0 | 152.2891 | 0 | 0% | 0% | 274.6945 | 0 | 164.5773 | 16.4577 | East African detailed analysis — Nairobi (USD) | 16.4577 | 3383
MODULE 1¦4.06 | MODULE 1 | 4.06 | Provide waterproofing or tanking membrane beneath and around raft, including laps, joints and turn-ups | m² | 8.8041 | 0 | 10.2779 | 0 | 0% | 0% | 19.082 | 0 | 10.7678 | 1.0768 | East African detailed analysis — Nairobi (USD) | 1.0768 | 3406
MODULE 1¦4.07 | MODULE 1 | 4.07 | Provide protection fleece over the complete horizontal and vertical waterproofed area | m² | 8.8041 | 0 | 10.2779 | 0 | 0% | 0% | 19.082 | 0 | 10.7678 | 1.0768 | East African detailed analysis — Nairobi (USD) | 1.0768 | 3429
MODULE 1¦4.08 | MODULE 1 | 4.08 | Provide protection board over the complete vertical waterproofed area | m² | 8.8041 | 0 | 10.2779 | 0 | 0% | 0% | 19.082 | 0 | 10.7678 | 1.0768 | East African detailed analysis — Nairobi (USD) | 1.0768 | 3452
MODULE 1¦4.09 | MODULE 1 | 4.09 | Provide rigid insulation over the complete horizontal waterproofed raft area | m² | 8.8041 | 0 | 10.2779 | 0 | 0% | 0% | 19.082 | 0 | 10.7678 | 1.0768 | East African detailed analysis — Nairobi (USD) | 1.0768 | 3475
MODULE 1¦4.1 | MODULE 1 | 4.1 | Supply, cut, bend and fix top, bottom and local reinforcement, including starters, chairs and couplers | t | 1238.6592 | 0 | 1432.1609 | 0 | 0% | 0% | 2670.8201 | 0 | 1535.4287 | 153.5429 | East African detailed analysis — Nairobi (USD) | 153.5429 | 3498
MODULE 1¦4.11 | MODULE 1 | 4.11 | Supply, place, compact and cure reinforced concrete raft, including thickened zones | m³ | 134.942 | 0 | 165.4527 | 0 | 0% | 0% | 300.3947 | 0 | 179.0572 | 17.9057 | East African detailed analysis — Nairobi (USD) | 17.9057 | 3521
MODULE 1¦4.12 | MODULE 1 | 4.12 | Provide formwork to raft edges, thickenings, rebates, recesses and upstands | m² | 211.1669 | 0 | 233.3172 | 0 | 0% | 0% | 444.4842 | 0 | 254.3537 | 25.4354 | East African detailed analysis — Nairobi (USD) | 25.4354 | 3544
MODULE 1¦4.13 | MODULE 1 | 4.13 | Provide PVC or hydrophilic waterbars to construction and movement joints | m | 6.0858 | 0 | 7.1841 | 0 | 0% | 0% | 13.2699 | 0 | 7.4931 | 0.74931 | East African detailed analysis — Nairobi (USD) | 0.74931 | 3567
MODULE 1¦4.14 | MODULE 1 | 4.14 | Form and seal construction joints between separate raft pours | m | 6.0858 | 0 | 7.1841 | 0 | 0% | 0% | 13.2699 | 0 | 7.4931 | 0.74931 | East African detailed analysis — Nairobi (USD) | 0.74931 | 3590
MODULE 1¦4.15 | MODULE 1 | 4.15 | Form and seal movement or isolation joints | m | 6.0858 | 0 | 7.1841 | 0 | 0% | 0% | 13.2699 | 0 | 7.4931 | 0.74931 | East African detailed analysis — Nairobi (USD) | 0.74931 | 3613
MODULE 1¦4.16 | MODULE 1 | 4.16 | Apply power-float, trowelled or other specified finish to the raft upper surface | m² | 45.3478 | 0 | 60.0958 | 0 | 0% | 0% | 105.4436 | 0 | 59.478 | 5.9478 | East African detailed analysis — Nairobi (USD) | 5.9478 | 3636
MODULE 1¦4.17 | MODULE 1 | 4.17 | Apply surface hardener over the complete power-floated raft surface | m² | 12.983 | 0 | 15.2241 | 0 | 0% | 0% | 28.2071 | 0 | 15.919 | 1.5919 | East African detailed analysis — Nairobi (USD) | 1.5919 | 3659
MODULE 1¦4.18 | MODULE 1 | 4.18 | Supply and install cast-in sleeves, sockets, anchors, plates and embedded items | nr | 13.7944 | 0 | 21.7485 | 0 | 0% | 0% | 35.5429 | 0 | 20.4635 | 2.0463 | East African detailed analysis — Nairobi (USD) | 2.0463 | 3682
MODULE 1¦5.01 | MODULE 1 | 5.01 | Excavate around completed pile groups to pile-cap formation level | m³ | 0 | 0 | 9.5247 | 0 | 0% | 0% | 9.5247 | 0 | 10.151 | 1.0151 | East African detailed analysis — Nairobi (USD) | 1.0151 | 3705
MODULE 1¦5.02 | MODULE 1 | 5.02 | Cart away and dispose of surplus excavated material | m³ | 0 | 0 | 14.8841 | 0 | 0% | 0% | 14.8841 | 0 | 16.4289 | 1.6429 | East African detailed analysis — Nairobi (USD) | 1.6429 | 3728
MODULE 1¦5.03 | MODULE 1 | 5.03 | Crop, break down and prepare pile heads to specified cut-off level | nr | 79.5209 | 0 | 138.5587 | 0 | 0% | 0% | 218.0796 | 0 | 150.4435 | 15.0443 | East African detailed analysis — Nairobi (USD) | 15.0443 | 3751
MODULE 1¦5.04 | MODULE 1 | 5.04 | Supply and place lean concrete blinding beneath pile caps | m³ | 79.5209 | 0 | 138.5587 | 0 | 0% | 0% | 218.0796 | 0 | 150.4435 | 15.0443 | East African detailed analysis — Nairobi (USD) | 15.0443 | 3774
MODULE 1¦5.05 | MODULE 1 | 5.05 | Supply, cut, bend and fix pile-cap reinforcement, links, starters and accessories | t | 1238.6592 | 0 | 1432.1609 | 0 | 0% | 0% | 2670.8201 | 0 | 1535.4287 | 153.5429 | East African detailed analysis — Nairobi (USD) | 153.5429 | 3797
MODULE 1¦5.06 | MODULE 1 | 5.06 | Supply, place, compact and cure reinforced concrete pile caps | m³ | 79.5209 | 0 | 138.5587 | 0 | 0% | 0% | 218.0796 | 0 | 150.4435 | 15.0443 | East African detailed analysis — Nairobi (USD) | 15.0443 | 3820
MODULE 1¦5.07 | MODULE 1 | 5.07 | Provide formwork to exposed vertical sides of pile caps | m² | 79.5209 | 0 | 138.5587 | 0 | 0% | 0% | 218.0796 | 0 | 150.4435 | 15.0443 | East African detailed analysis — Nairobi (USD) | 15.0443 | 3843
MODULE 1¦5.08 | MODULE 1 | 5.08 | Supply and install holding-down bolts or anchor assemblies | nr | 29.6175 | 0 | 35.8897 | 0 | 0% | 0% | 65.5071 | 0 | 37.4321 | 3.7432 | East African detailed analysis — Nairobi (USD) | 3.7432 | 3866
MODULE 1¦5.09 | MODULE 1 | 5.09 | Supply and install one earthing lug to each pile cap | nr | 79.5209 | 0 | 138.5587 | 0 | 0% | 0% | 218.0796 | 0 | 150.4435 | 15.0443 | East African detailed analysis — Nairobi (USD) | 15.0443 | 3889
MODULE 1¦5.1 | MODULE 1 | 5.1 | Supply and install embedded plates, sleeves and other cast-in components | nr | 29.6175 | 0 | 35.8897 | 0 | 0% | 0% | 65.5071 | 0 | 37.4321 | 3.7432 | East African detailed analysis — Nairobi (USD) | 3.7432 | 3912
MODULE 1¦5.11 | MODULE 1 | 5.11 | Return, place and compact selected backfill around completed pile caps | m³ | 21.8207 | 0 | 28.1668 | 0 | 0% | 0% | 49.9875 | 0 | 30.2784 | 3.0278 | East African detailed analysis — Nairobi (USD) | 3.0278 | 3935
MODULE 1¦6.01 | MODULE 1 | 6.01 | Construct rotary bored piles of stated type and diameter from commencing level to design toe level | m | 6.0858 | 0 | 7.1841 | 0 | 0% | 0% | 13.2699 | 0 | 7.4931 | 0.74931 | East African detailed analysis — Nairobi (USD) | 0.74931 | 3958
MODULE 1¦6.02 | MODULE 1 | 6.02 | Construct CFA piles of stated diameter and completed length | m | 6.0858 | 0 | 7.1841 | 0 | 0% | 0% | 13.2699 | 0 | 7.4931 | 0.74931 | East African detailed analysis — Nairobi (USD) | 0.74931 | 3981
MODULE 1¦6.03 | MODULE 1 | 6.03 | Construct driven precast-concrete piles of stated size and completed length | m | 201.9165 | 0 | 233.3416 | 0 | 0% | 0% | 435.2581 | 0 | 252.4264 | 25.2426 | East African detailed analysis — Nairobi (USD) | 25.2426 | 4004
MODULE 1¦6.04 | MODULE 1 | 6.04 | Construct driven steel piles of stated section, size and completed length | m | 201.9165 | 0 | 233.3416 | 0 | 0% | 0% | 435.2581 | 0 | 252.4264 | 25.2426 | East African detailed analysis — Nairobi (USD) | 25.2426 | 4027
MODULE 1¦6.05 | MODULE 1 | 6.05 | Provide contiguous or secant piling of stated pile diameter and spacing | m | 79.5209 | 0 | 242.8864 | 0 | 0% | 0% | 322.4073 | 0 | 268.0729 | 26.8073 | East African detailed analysis — Nairobi (USD) | 26.8073 | 4050
MODULE 1¦6.06 | MODULE 1 | 6.06 | Supply and install fabricated reinforcement cages to in-situ concrete piles | t | 1238.6592 | 0 | 1432.1609 | 0 | 0% | 0% | 2670.8201 | 0 | 1535.4287 | 153.5429 | East African detailed analysis — Nairobi (USD) | 153.5429 | 4073
MODULE 1¦6.07 | MODULE 1 | 6.07 | Supply and place concrete or grout to pile shafts | m³ | 79.5209 | 0 | 138.5587 | 0 | 0% | 0% | 218.0796 | 0 | 150.4435 | 15.0443 | East African detailed analysis — Nairobi (USD) | 15.0443 | 4096
MODULE 1¦6.08 | MODULE 1 | 6.08 | Provide permanent pile casing of specified diameter and thickness | m | 79.5209 | 0 | 242.8864 | 0 | 0% | 0% | 322.4073 | 0 | 268.0729 | 26.8073 | East African detailed analysis — Nairobi (USD) | 26.8073 | 4119
MODULE 1¦6.09 | MODULE 1 | 6.09 | Provide temporary pile casing where separately measurable | m | 79.5209 | 0 | 242.8864 | 0 | 0% | 0% | 322.4073 | 0 | 268.0729 | 26.8073 | East African detailed analysis — Nairobi (USD) | 26.8073 | 4142
MODULE 1¦6.1 | MODULE 1 | 6.1 | Provide enlarged pile bases or heads | nr | 79.5209 | 0 | 138.5587 | 0 | 0% | 0% | 218.0796 | 0 | 150.4435 | 15.0443 | East African detailed analysis — Nairobi (USD) | 15.0443 | 4165
MODULE 1¦6.11 | MODULE 1 | 6.11 | Provide pile extensions above original cut-off or commencing level | m³ | 79.5209 | 0 | 138.5587 | 0 | 0% | 0% | 218.0796 | 0 | 150.4435 | 15.0443 | East African detailed analysis — Nairobi (USD) | 15.0443 | 4188
MODULE 1¦6.12 | MODULE 1 | 6.12 | Break through obstructions encountered above the pile founding stratum | hr | 79.5209 | 0 | 138.5587 | 0 | 0% | 0% | 218.0796 | 0 | 150.4435 | 15.0443 | East African detailed analysis — Nairobi (USD) | 15.0443 | 4211
MODULE 1¦6.13 | MODULE 1 | 6.13 | Remove and dispose of spoil generated by bored or CFA piling | m³ | 0 | 0 | 14.8841 | 0 | 0% | 0% | 14.8841 | 0 | 16.4289 | 1.6429 | East African detailed analysis — Nairobi (USD) | 1.6429 | 4234
MODULE 1¦6.14 | MODULE 1 | 6.14 | Carry out pile integrity testing by the specified method | nr | 79.5209 | 0 | 138.5587 | 0 | 0% | 0% | 218.0796 | 0 | 150.4435 | 15.0443 | East African detailed analysis — Nairobi (USD) | 15.0443 | 4257
MODULE 1¦6.15 | MODULE 1 | 6.15 | Carry out static pile-load testing | nr | 242.8516 | 0 | 458.24 | 0 | 0% | 0% | 701.0916 | 0 | 471.3147 | 47.1315 | East African detailed analysis — Nairobi (USD) | 47.1315 | 4280
MODULE 1¦6.16 | MODULE 1 | 6.16 | Carry out dynamic pile-load testing | nr | 242.8516 | 0 | 458.24 | 0 | 0% | 0% | 701.0916 | 0 | 471.3147 | 47.1315 | East African detailed analysis — Nairobi (USD) | 47.1315 | 4303
MODULE 1¦6.17 | MODULE 1 | 6.17 | Provide preliminary or sacrificial test pile complete with testing | nr | 79.5209 | 0 | 138.5587 | 0 | 0% | 0% | 218.0796 | 0 | 150.4435 | 15.0443 | East African detailed analysis — Nairobi (USD) | 15.0443 | 4326
MODULE 1¦6.18 | MODULE 1 | 6.18 | Trim and prepare completed pile heads to cut-off level | nr | 79.5209 | 0 | 138.5587 | 0 | 0% | 0% | 218.0796 | 0 | 150.4435 | 15.0443 | East African detailed analysis — Nairobi (USD) | 15.0443 | 4349
MODULE 1¦7.01 | MODULE 1 | 7.01 | Clear site of vegetation, scrub and other growth within the defined work area | m² | 12.983 | 0 | 15.2241 | 0 | 0% | 0% | 28.2071 | 0 | 15.919 | 1.5919 | East African detailed analysis — Nairobi (USD) | 1.5919 | 4372
MODULE 1¦7.02 | MODULE 1 | 7.02 | Strip topsoil to stated average depth and stockpile or dispose as specified | m³ | 0 | 0 | 14.8841 | 0 | 0% | 0% | 14.8841 | 0 | 16.4289 | 1.6429 | East African detailed analysis — Nairobi (USD) | 1.6429 | 4395
MODULE 1¦7.03 | MODULE 1 | 7.03 | Excavate to reduce existing ground to proposed formation level | m³ | 0 | 0 | 9.5247 | 0 | 0% | 0% | 9.5247 | 0 | 10.151 | 1.0151 | East African detailed analysis — Nairobi (USD) | 1.0151 | 4418
MODULE 1¦7.04 | MODULE 1 | 7.04 | Excavate for strip footings, pad foundations, pile caps and other foundations | m³ | 0 | 0 | 9.5247 | 0 | 0% | 0% | 9.5247 | 0 | 10.151 | 1.0151 | East African detailed analysis — Nairobi (USD) | 1.0151 | 4441
MODULE 1¦7.05 | MODULE 1 | 7.05 | Excavate trenches or pits for services and associated structures where included in structural scope | m³ | 0 | 0 | 9.5247 | 0 | 0% | 0% | 9.5247 | 0 | 10.151 | 1.0151 | East African detailed analysis — Nairobi (USD) | 1.0151 | 4464
MODULE 1¦7.06 | MODULE 1 | 7.06 | Extra over excavation for rock requiring breakers, specialist plant or explosives | m³ | 0 | 0 | 9.5247 | 0 | 0% | 0% | 9.5247 | 0 | 10.151 | 1.0151 | East African detailed analysis — Nairobi (USD) | 1.0151 | 4487
MODULE 1¦7.07 | MODULE 1 | 7.07 | Extra over excavation in hazardous or contaminated material | m³ | 0 | 0 | 9.5247 | 0 | 0% | 0% | 9.5247 | 0 | 10.151 | 1.0151 | East African detailed analysis — Nairobi (USD) | 1.0151 | 4510
MODULE 1¦7.08 | MODULE 1 | 7.08 | Extra over excavation below established groundwater level | m³ | 0 | 0 | 9.5247 | 0 | 0% | 0% | 9.5247 | 0 | 10.151 | 1.0151 | East African detailed analysis — Nairobi (USD) | 1.0151 | 4533
MODULE 1¦7.09 | MODULE 1 | 7.09 | Provide support to faces of excavation where specifically required | m² | 12.983 | 0 | 15.2241 | 0 | 0% | 0% | 28.2071 | 0 | 15.919 | 1.5919 | East African detailed analysis — Nairobi (USD) | 1.5919 | 4556
MODULE 1¦7.1 | MODULE 1 | 7.1 | Cart away and dispose of excavated material off site | m³ | 0 | 0 | 14.8841 | 0 | 0% | 0% | 14.8841 | 0 | 16.4289 | 1.6429 | East African detailed analysis — Nairobi (USD) | 1.6429 | 4579
MODULE 1¦7.11 | MODULE 1 | 7.11 | Retain excavated material in temporary spoil heaps on site | m³ | 0 | 0 | 9.5247 | 0 | 0% | 0% | 9.5247 | 0 | 10.151 | 1.0151 | East African detailed analysis — Nairobi (USD) | 1.0151 | 4602
MODULE 1¦7.12 | MODULE 1 | 7.12 | Return, place and compact suitable excavated material | m³ | 0 | 0 | 9.5247 | 0 | 0% | 0% | 9.5247 | 0 | 10.151 | 1.0151 | East African detailed analysis — Nairobi (USD) | 1.0151 | 4625
MODULE 1¦7.13 | MODULE 1 | 7.13 | Supply, place and compact imported engineered fill | m³ | 19.5788 | 0 | 25.04 | 0 | 0% | 0% | 44.6188 | 0 | 25.9246 | 2.5925 | East African detailed analysis — Nairobi (USD) | 2.5925 | 4648
MODULE 1¦7.14 | MODULE 1 | 7.14 | Supply, place and compact granular fill, capping or sub-base | m³ | 21.8207 | 0 | 28.1668 | 0 | 0% | 0% | 49.9875 | 0 | 30.2784 | 3.0278 | East African detailed analysis — Nairobi (USD) | 3.0278 | 4671
MODULE 1¦7.15 | MODULE 1 | 7.15 | Provide blinding bed not exceeding the stated thickness | m³ | 19.5788 | 0 | 25.04 | 0 | 0% | 0% | 44.6188 | 0 | 25.9246 | 2.5925 | East African detailed analysis — Nairobi (USD) | 2.5925 | 4694
MODULE 1¦7.16 | MODULE 1 | 7.16 | Provide geotextile separation or filtration membrane, including required laps | m² | 8.8041 | 0 | 10.2779 | 0 | 0% | 0% | 19.082 | 0 | 10.7678 | 1.0768 | East African detailed analysis — Nairobi (USD) | 1.0768 | 4717
MODULE 1¦7.17 | MODULE 1 | 7.17 | Provide geogrid or ground-stabilisation mesh | m² | 12.983 | 0 | 15.2241 | 0 | 0% | 0% | 28.2071 | 0 | 15.919 | 1.5919 | East African detailed analysis — Nairobi (USD) | 1.5919 | 4740
MODULE 1¦7.18 | MODULE 1 | 7.18 | Stabilise soil in situ by specified mechanical or chemical treatment | m² | 12.983 | 0 | 15.2241 | 0 | 0% | 0% | 28.2071 | 0 | 15.919 | 1.5919 | East African detailed analysis — Nairobi (USD) | 1.5919 | 4763
MODULE 1¦7.19 | MODULE 1 | 7.19 | Provide site or excavation dewatering by specified system | item | 17.243 | 0 | 232.1701 | 0 | 0% | 0% | 249.4132 | 0 | 247.3326 | 24.7333 | East African detailed analysis — Nairobi (USD) | 24.7333 | 4786
MODULE 1¦7.2 | MODULE 1 | 7.2 | Carry out compaction-density tests | nr | 87.2295 | 0 | 100.7873 | 0 | 0% | 0% | 188.0168 | 0 | 106.7623 | 10.6762 | East African detailed analysis — Nairobi (USD) | 10.6762 | 4809
MODULE 1¦7.21 | MODULE 1 | 7.21 | Carry out plate-bearing or proof-rolling tests | nr | 87.2295 | 0 | 100.7873 | 0 | 0% | 0% | 188.0168 | 0 | 106.7623 | 10.6762 | East African detailed analysis — Nairobi (USD) | 10.6762 | 4832
MODULE 1¦8.01 | MODULE 1 | 8.01 | Supply, cut, bend and fix column reinforcement bars, links, starters, chairs and spacers | t | 1238.6592 | 0 | 1432.1609 | 0 | 0% | 0% | 2670.8201 | 0 | 1535.4287 | 153.5429 | East African detailed analysis — Nairobi (USD) | 153.5429 | 4855
MODULE 1¦8.02 | MODULE 1 | 8.02 | Supply, place, compact and cure reinforced concrete columns of stated size and concrete grade | m³ | 134.942 | 0 | 165.4527 | 0 | 0% | 0% | 300.3947 | 0 | 179.0572 | 17.9057 | East African detailed analysis — Nairobi (USD) | 17.9057 | 4878
MODULE 1¦8.03 | MODULE 1 | 8.03 | Provide formwork to column faces, corners, returns and enlargements | m² | 14.4639 | 0 | 18.7999 | 0 | 0% | 0% | 33.2638 | 0 | 18.7752 | 1.8775 | East African detailed analysis — Nairobi (USD) | 1.8775 | 4901
MODULE 1¦8.04 | MODULE 1 | 8.04 | Provide formwork to column capitals, heads or corbels | m² | 14.4639 | 0 | 18.7999 | 0 | 0% | 0% | 33.2638 | 0 | 18.7752 | 1.8775 | East African detailed analysis — Nairobi (USD) | 1.8775 | 4924
MODULE 1¦8.05 | MODULE 1 | 8.05 | Provide reinforcement mechanical couplers where measured separately | nr | 87.2295 | 0 | 100.7873 | 0 | 0% | 0% | 188.0168 | 0 | 106.7623 | 10.6762 | East African detailed analysis — Nairobi (USD) | 10.6762 | 4947
MODULE 1¦8.06 | MODULE 1 | 8.06 | Supply and install embedded plates, sockets or connection components | nr | 29.6175 | 0 | 35.8897 | 0 | 0% | 0% | 65.5071 | 0 | 37.4321 | 3.7432 | East African detailed analysis — Nairobi (USD) | 3.7432 | 4970
MODULE 1¦8.07 | MODULE 1 | 8.07 | Form openings, sleeves or recesses in columns | nr | 87.2295 | 0 | 100.7873 | 0 | 0% | 0% | 188.0168 | 0 | 106.7623 | 10.6762 | East African detailed analysis — Nairobi (USD) | 10.6762 | 4993
MODULE 1¦8.08 | MODULE 1 | 8.08 | Apply fair-faced finish to the complete exposed formed column surface | m² | 12.983 | 0 | 15.2241 | 0 | 0% | 0% | 28.2071 | 0 | 15.919 | 1.5919 | East African detailed analysis — Nairobi (USD) | 1.5919 | 5016
MODULE 1¦8.09 | MODULE 1 | 8.09 | Apply clear sealer to the complete fair-faced column surface | m² | 1.7689 | 0 | 3.1228 | 0 | 0% | 0% | 4.8918 | 0 | 2.7729 | 0.27729 | East African detailed analysis — Nairobi (USD) | 0.27729 | 5039
MODULE 1¦9.01 | MODULE 1 | 9.01 | Supply, cut, bend and fix wall reinforcement bars, mesh, starters, chairs and couplers | t | 1238.6592 | 0 | 1432.1609 | 0 | 0% | 0% | 2670.8201 | 0 | 1535.4287 | 153.5429 | East African detailed analysis — Nairobi (USD) | 153.5429 | 5062
MODULE 1¦9.02 | MODULE 1 | 9.02 | Supply, place, compact and cure reinforced concrete structural, shear or retaining walls | m³ | 134.942 | 0 | 165.4527 | 0 | 0% | 0% | 300.3947 | 0 | 179.0572 | 17.9057 | East African detailed analysis — Nairobi (USD) | 17.9057 | 5085
MODULE 1¦9.03 | MODULE 1 | 9.03 | Provide formwork to first wall face, including ends and returns | m² | 14.4639 | 0 | 18.7999 | 0 | 0% | 0% | 33.2638 | 0 | 18.7752 | 1.8775 | East African detailed analysis — Nairobi (USD) | 1.8775 | 5108
MODULE 1¦9.04 | MODULE 1 | 9.04 | Provide formwork to second wall face, including ends and returns | m² | 14.4639 | 0 | 18.7999 | 0 | 0% | 0% | 33.2638 | 0 | 18.7752 | 1.8775 | East African detailed analysis — Nairobi (USD) | 1.8775 | 5131
MODULE 1¦9.05 | MODULE 1 | 9.05 | Provide formwork to wall ends, edges, kickers, upstands and attached features | m² | 211.1669 | 0 | 233.3172 | 0 | 0% | 0% | 444.4842 | 0 | 254.3537 | 25.4354 | East African detailed analysis — Nairobi (USD) | 25.4354 | 5154
MODULE 1¦9.06 | MODULE 1 | 9.06 | Provide waterproofing membrane to buried or retaining-wall faces | m² | 8.8041 | 0 | 10.2779 | 0 | 0% | 0% | 19.082 | 0 | 10.7678 | 1.0768 | East African detailed analysis — Nairobi (USD) | 1.0768 | 5177
MODULE 1¦9.07 | MODULE 1 | 9.07 | Provide protection board over the complete waterproofed wall face | m² | 8.8041 | 0 | 10.2779 | 0 | 0% | 0% | 19.082 | 0 | 10.7678 | 1.0768 | East African detailed analysis — Nairobi (USD) | 1.0768 | 5200
MODULE 1¦9.08 | MODULE 1 | 9.08 | Provide drainage membrane over the complete waterproofed retaining-wall face | m² | 8.8041 | 0 | 10.2779 | 0 | 0% | 0% | 19.082 | 0 | 10.7678 | 1.0768 | East African detailed analysis — Nairobi (USD) | 1.0768 | 5223
MODULE 1¦9.09 | MODULE 1 | 9.09 | Provide PVC or hydrophilic waterbars at wall construction joints and kickers | m | 6.0858 | 0 | 7.1841 | 0 | 0% | 0% | 13.2699 | 0 | 7.4931 | 0.74931 | East African detailed analysis — Nairobi (USD) | 0.74931 | 5246
MODULE 1¦9.1 | MODULE 1 | 9.1 | Form and seal horizontal and vertical construction joints | m | 6.0858 | 0 | 7.1841 | 0 | 0% | 0% | 13.2699 | 0 | 7.4931 | 0.74931 | East African detailed analysis — Nairobi (USD) | 0.74931 | 5269
MODULE 1¦9.11 | MODULE 1 | 9.11 | Form and seal movement or isolation joints | m | 6.0858 | 0 | 7.1841 | 0 | 0% | 0% | 13.2699 | 0 | 7.4931 | 0.74931 | East African detailed analysis — Nairobi (USD) | 0.74931 | 5292
MODULE 1¦9.12 | MODULE 1 | 9.12 | Form service openings, box-outs, sleeves and recesses in concrete walls | nr | 87.2295 | 0 | 100.7873 | 0 | 0% | 0% | 188.0168 | 0 | 106.7623 | 10.6762 | East African detailed analysis — Nairobi (USD) | 10.6762 | 5315
MODULE 1¦9.13 | MODULE 1 | 9.13 | Supply and install proprietary cast-in channels | m | 6.0858 | 0 | 7.1841 | 0 | 0% | 0% | 13.2699 | 0 | 7.4931 | 0.74931 | East African detailed analysis — Nairobi (USD) | 0.74931 | 5338
MODULE 1¦9.14 | MODULE 1 | 9.14 | Supply and install individual embedded plates, anchors and sockets | nr | 29.6175 | 0 | 35.8897 | 0 | 0% | 0% | 65.5071 | 0 | 37.4321 | 3.7432 | East African detailed analysis — Nairobi (USD) | 3.7432 | 5361
MODULE 1¦9.15 | MODULE 1 | 9.15 | Apply fair-faced finish to the complete exposed formed wall face | m² | 12.983 | 0 | 15.2241 | 0 | 0% | 0% | 28.2071 | 0 | 15.919 | 1.5919 | East African detailed analysis — Nairobi (USD) | 1.5919 | 5384
MODULE 1¦9.16 | MODULE 1 | 9.16 | Apply clear sealer to the complete fair-faced wall surface | m² | 1.7689 | 0 | 3.1228 | 0 | 0% | 0% | 4.8918 | 0 | 2.7729 | 0.27729 | East African detailed analysis — Nairobi (USD) | 0.27729 | 5407
MODULE 1¦10.01 | MODULE 1 | 10.01 | Supply, cut, bend and fix beam reinforcement, including main bars, links, hangers and accessories | t | 1238.6592 | 0 | 1432.1609 | 0 | 0% | 0% | 2670.8201 | 0 | 1535.4287 | 153.5429 | East African detailed analysis — Nairobi (USD) | 153.5429 | 5430
MODULE 1¦10.02 | MODULE 1 | 10.02 | Supply, place, compact and cure reinforced concrete beams | m³ | 134.942 | 0 | 165.4527 | 0 | 0% | 0% | 300.3947 | 0 | 179.0572 | 17.9057 | East African detailed analysis — Nairobi (USD) | 17.9057 | 5453
MODULE 1¦10.03 | MODULE 1 | 10.03 | Supply, place, compact and cure reinforced concrete ground beams | m³ | 134.942 | 0 | 165.4527 | 0 | 0% | 0% | 300.3947 | 0 | 179.0572 | 17.9057 | East African detailed analysis — Nairobi (USD) | 17.9057 | 5476
MODULE 1¦10.04 | MODULE 1 | 10.04 | Provide formwork to vertical sides of beams | m² | 14.4639 | 0 | 18.7999 | 0 | 0% | 0% | 33.2638 | 0 | 18.7752 | 1.8775 | East African detailed analysis — Nairobi (USD) | 1.8775 | 5499
MODULE 1¦10.05 | MODULE 1 | 10.05 | Provide formwork to beam soffits, including required support | m² | 14.4639 | 0 | 18.7999 | 0 | 0% | 0% | 33.2638 | 0 | 18.7752 | 1.8775 | East African detailed analysis — Nairobi (USD) | 1.8775 | 5522
MODULE 1¦10.06 | MODULE 1 | 10.06 | Provide formwork to beam ends, steps, changes in section and attached features | m² | 14.4639 | 0 | 18.7999 | 0 | 0% | 0% | 33.2638 | 0 | 18.7752 | 1.8775 | East African detailed analysis — Nairobi (USD) | 1.8775 | 5545
MODULE 1¦10.07 | MODULE 1 | 10.07 | Supply and install embedded plates, anchors, sockets and cast-in components | nr | 29.6175 | 0 | 35.8897 | 0 | 0% | 0% | 65.5071 | 0 | 37.4321 | 3.7432 | East African detailed analysis — Nairobi (USD) | 3.7432 | 5568
MODULE 1¦10.08 | MODULE 1 | 10.08 | Supply and install elastomeric bearings, bearing pads or proprietary supports | nr | 87.2295 | 0 | 100.7873 | 0 | 0% | 0% | 188.0168 | 0 | 106.7623 | 10.6762 | East African detailed analysis — Nairobi (USD) | 10.6762 | 5591
MODULE 1¦10.09 | MODULE 1 | 10.09 | Form and finish construction joints between separate beam pours | m | 6.0858 | 0 | 7.1841 | 0 | 0% | 0% | 13.2699 | 0 | 7.4931 | 0.74931 | East African detailed analysis — Nairobi (USD) | 0.74931 | 5614
MODULE 1¦10.1 | MODULE 1 | 10.1 | Apply fair-faced finish to the complete exposed beam soffit | m² | 12.983 | 0 | 15.2241 | 0 | 0% | 0% | 28.2071 | 0 | 15.919 | 1.5919 | East African detailed analysis — Nairobi (USD) | 1.5919 | 5637
MODULE 1¦10.11 | MODULE 1 | 10.11 | Apply clear sealer to the complete fair-faced beam soffit | m² | 1.7689 | 0 | 3.1228 | 0 | 0% | 0% | 4.8918 | 0 | 2.7729 | 0.27729 | East African detailed analysis — Nairobi (USD) | 0.27729 | 5660
MODULE 1¦11.01 | MODULE 1 | 11.01 | Supply, place and compact hardcore or structural fill beneath ground-bearing slabs | m³ | 21.8207 | 0 | 28.1668 | 0 | 0% | 0% | 49.9875 | 0 | 30.2784 | 3.0278 | East African detailed analysis — Nairobi (USD) | 3.0278 | 5683
MODULE 1¦11.02 | MODULE 1 | 11.02 | Supply and place lean concrete blinding below slab construction | m³ | 122.4053 | 0 | 152.2891 | 0 | 0% | 0% | 274.6945 | 0 | 164.5773 | 16.4577 | East African detailed analysis — Nairobi (USD) | 16.4577 | 5706
MODULE 1¦11.03 | MODULE 1 | 11.03 | Provide damp-proof membrane beneath ground-bearing slab, including laps and turn-ups | m² | 8.8041 | 0 | 10.2779 | 0 | 0% | 0% | 19.082 | 0 | 10.7678 | 1.0768 | East African detailed analysis — Nairobi (USD) | 1.0768 | 5729
MODULE 1¦11.04 | MODULE 1 | 11.04 | Provide gas-resistant membrane beneath slab, including sealed laps and penetrations | m² | 8.8041 | 0 | 10.2779 | 0 | 0% | 0% | 19.082 | 0 | 10.7678 | 1.0768 | East African detailed analysis — Nairobi (USD) | 1.0768 | 5752
MODULE 1¦11.05 | MODULE 1 | 11.05 | Provide protection fleece over the complete DPM or gas-membrane area | m² | 8.8041 | 0 | 10.2779 | 0 | 0% | 0% | 19.082 | 0 | 10.7678 | 1.0768 | East African detailed analysis — Nairobi (USD) | 1.0768 | 5775
MODULE 1¦11.06 | MODULE 1 | 11.06 | Provide rigid insulation boards beneath or above slab | m² | 12.983 | 0 | 15.2241 | 0 | 0% | 0% | 28.2071 | 0 | 15.919 | 1.5919 | East African detailed analysis — Nairobi (USD) | 1.5919 | 5798
MODULE 1¦11.07 | MODULE 1 | 11.07 | Supply and fix fabric reinforcement mesh, including laps and supports | t | 1238.6592 | 0 | 1432.1609 | 0 | 0% | 0% | 2670.8201 | 0 | 1535.4287 | 153.5429 | East African detailed analysis — Nairobi (USD) | 153.5429 | 5821
MODULE 1¦11.08 | MODULE 1 | 11.08 | Supply, cut, bend and fix loose reinforcement bars and local strengthening | t | 1238.6592 | 0 | 1432.1609 | 0 | 0% | 0% | 2670.8201 | 0 | 1535.4287 | 153.5429 | East African detailed analysis — Nairobi (USD) | 153.5429 | 5844
MODULE 1¦11.09 | MODULE 1 | 11.09 | Supply, place, compact and cure reinforced concrete ground-bearing slab | m³ | 134.942 | 0 | 165.4527 | 0 | 0% | 0% | 300.3947 | 0 | 179.0572 | 17.9057 | East African detailed analysis — Nairobi (USD) | 17.9057 | 5867
MODULE 1¦11.1 | MODULE 1 | 11.1 | Supply, place, compact and cure reinforced concrete suspended slab | m³ | 134.942 | 0 | 165.4527 | 0 | 0% | 0% | 300.3947 | 0 | 179.0572 | 17.9057 | East African detailed analysis — Nairobi (USD) | 17.9057 | 5890
MODULE 1¦11.11 | MODULE 1 | 11.11 | Provide soffit formwork to suspended slabs | m² | 14.4639 | 0 | 18.7999 | 0 | 0% | 0% | 33.2638 | 0 | 18.7752 | 1.8775 | East African detailed analysis — Nairobi (USD) | 1.8775 | 5913
MODULE 1¦11.12 | MODULE 1 | 11.12 | Provide formwork to slab edges, drops, rebates, upstands and perimeter faces | m² | 211.1669 | 0 | 233.3172 | 0 | 0% | 0% | 444.4842 | 0 | 254.3537 | 25.4354 | East African detailed analysis — Nairobi (USD) | 25.4354 | 5936
MODULE 1¦11.13 | MODULE 1 | 11.13 | Provide permanent metal decking or permanent slab formwork | m² | 14.4639 | 0 | 18.7999 | 0 | 0% | 0% | 33.2638 | 0 | 18.7752 | 1.8775 | East African detailed analysis — Nairobi (USD) | 1.8775 | 5959
MODULE 1¦11.14 | MODULE 1 | 11.14 | Provide void formers beneath or within slab construction | m² or nr | 21.8074 | 0 | 32.094 | 0 | 0% | 0% | 53.9014 | 0 | 31.1997 | 3.12 | East African detailed analysis — Nairobi (USD) | 3.12 | 5982
MODULE 1¦11.15 | MODULE 1 | 11.15 | Form and finish construction joints between separate slab pours | m | 6.0858 | 0 | 7.1841 | 0 | 0% | 0% | 13.2699 | 0 | 7.4931 | 0.74931 | East African detailed analysis — Nairobi (USD) | 0.74931 | 6005
MODULE 1¦11.16 | MODULE 1 | 11.16 | Form and seal movement, isolation or expansion joints | m | 6.0858 | 0 | 7.1841 | 0 | 0% | 0% | 13.2699 | 0 | 7.4931 | 0.74931 | East African detailed analysis — Nairobi (USD) | 0.74931 | 6028
MODULE 1¦11.17 | MODULE 1 | 11.17 | Provide waterbars to slab construction or movement joints | m | 6.0858 | 0 | 7.1841 | 0 | 0% | 0% | 13.2699 | 0 | 7.4931 | 0.74931 | East African detailed analysis — Nairobi (USD) | 0.74931 | 6051
MODULE 1¦11.18 | MODULE 1 | 11.18 | Apply power-float, trowelled or brushed finish to concrete slab surface | m² | 12.983 | 0 | 15.2241 | 0 | 0% | 0% | 28.2071 | 0 | 15.919 | 1.5919 | East African detailed analysis — Nairobi (USD) | 1.5919 | 6074
MODULE 1¦11.19 | MODULE 1 | 11.19 | Apply dry-shake surface hardener over the complete finished slab-top area | m² | 12.983 | 0 | 15.2241 | 0 | 0% | 0% | 28.2071 | 0 | 15.919 | 1.5919 | East African detailed analysis — Nairobi (USD) | 1.5919 | 6097
MODULE 1¦11.2 | MODULE 1 | 11.2 | Apply curing compound over the complete finished slab surface | m² | 12.983 | 0 | 15.2241 | 0 | 0% | 0% | 28.2071 | 0 | 15.919 | 1.5919 | East African detailed analysis — Nairobi (USD) | 1.5919 | 6120
MODULE 1¦11.21 | MODULE 1 | 11.21 | Supply and install cast-in sleeves, openings, box-outs and service penetrations | nr | 87.2295 | 0 | 100.7873 | 0 | 0% | 0% | 188.0168 | 0 | 106.7623 | 10.6762 | East African detailed analysis — Nairobi (USD) | 10.6762 | 6143
MODULE 1¦11.22 | MODULE 1 | 11.22 | Supply and install embedded plates, anchors, channels and cast-in components | nr or m | 29.6175 | 0 | 35.8897 | 0 | 0% | 0% | 65.5071 | 0 | 37.4321 | 3.7432 | East African detailed analysis — Nairobi (USD) | 3.7432 | 6166
MODULE 1¦12.01 | MODULE 1 | 12.01 | Supply, cut, bend and fix reinforcement to flights, waist slabs and landings | t | 1238.6592 | 0 | 1432.1609 | 0 | 0% | 0% | 2670.8201 | 0 | 1535.4287 | 153.5429 | East African detailed analysis — Nairobi (USD) | 153.5429 | 6189
MODULE 1¦12.02 | MODULE 1 | 12.02 | Supply, place, compact and cure reinforced concrete stair flights and landings | m³ | 134.942 | 0 | 165.4527 | 0 | 0% | 0% | 300.3947 | 0 | 179.0572 | 17.9057 | East African detailed analysis — Nairobi (USD) | 17.9057 | 6212
MODULE 1¦12.03 | MODULE 1 | 12.03 | Provide formwork to sloping soffits of stair flights | m² | 14.4639 | 0 | 18.7999 | 0 | 0% | 0% | 33.2638 | 0 | 18.7752 | 1.8775 | East African detailed analysis — Nairobi (USD) | 1.8775 | 6235
MODULE 1¦12.04 | MODULE 1 | 12.04 | Provide formwork to horizontal soffits of stair landings | m² | 14.4639 | 0 | 18.7999 | 0 | 0% | 0% | 33.2638 | 0 | 18.7752 | 1.8775 | East African detailed analysis — Nairobi (USD) | 1.8775 | 6258
MODULE 1¦12.05 | MODULE 1 | 12.05 | Provide formwork to stair risers | m² | 14.4639 | 0 | 18.7999 | 0 | 0% | 0% | 33.2638 | 0 | 18.7752 | 1.8775 | East African detailed analysis — Nairobi (USD) | 1.8775 | 6281
MODULE 1¦12.06 | MODULE 1 | 12.06 | Provide formwork to stair edges, strings and exposed sides | m² | 14.4639 | 0 | 18.7999 | 0 | 0% | 0% | 33.2638 | 0 | 18.7752 | 1.8775 | East African detailed analysis — Nairobi (USD) | 1.8775 | 6304
MODULE 1¦12.07 | MODULE 1 | 12.07 | Form stair nosings and continuous edge profiles | m | 6.0858 | 0 | 7.1841 | 0 | 0% | 0% | 13.2699 | 0 | 7.4931 | 0.74931 | East African detailed analysis — Nairobi (USD) | 0.74931 | 6327
MODULE 1¦12.08 | MODULE 1 | 12.08 | Supply and install cast-in inserts and fixings for handrails or balustrades | nr | 87.2295 | 0 | 100.7873 | 0 | 0% | 0% | 188.0168 | 0 | 106.7623 | 10.6762 | East African detailed analysis — Nairobi (USD) | 10.6762 | 6350
MODULE 1¦12.09 | MODULE 1 | 12.09 | Apply specified finish to exposed stair treads and landings | m² | 12.983 | 0 | 15.2241 | 0 | 0% | 0% | 28.2071 | 0 | 15.919 | 1.5919 | East African detailed analysis — Nairobi (USD) | 1.5919 | 6373
MODULE 1¦12.1 | MODULE 1 | 12.1 | Apply anti-slip treatment over the complete finished tread and landing area | m² | 12.983 | 0 | 15.2241 | 0 | 0% | 0% | 28.2071 | 0 | 15.919 | 1.5919 | East African detailed analysis — Nairobi (USD) | 1.5919 | 6396
MODULE 1¦12.11 | MODULE 1 | 12.11 | Apply fair-faced finish to exposed stair soffits | m² | 12.983 | 0 | 15.2241 | 0 | 0% | 0% | 28.2071 | 0 | 15.919 | 1.5919 | East African detailed analysis — Nairobi (USD) | 1.5919 | 6419
MODULE 1¦13.01 | MODULE 1 | 13.01 | Supply, cut, bend and fix reinforcement to ramp slabs, edges and upstands | t | 211.1669 | 0 | 233.3172 | 0 | 0% | 0% | 444.4842 | 0 | 254.3537 | 25.4354 | East African detailed analysis — Nairobi (USD) | 25.4354 | 6442
MODULE 1¦13.02 | MODULE 1 | 13.02 | Supply, place, compact and cure reinforced concrete ramp slab | m³ | 134.942 | 0 | 165.4527 | 0 | 0% | 0% | 300.3947 | 0 | 179.0572 | 17.9057 | East African detailed analysis — Nairobi (USD) | 17.9057 | 6465
MODULE 1¦13.03 | MODULE 1 | 13.03 | Provide formwork to suspended ramp soffit | m² | 14.4639 | 0 | 18.7999 | 0 | 0% | 0% | 33.2638 | 0 | 18.7752 | 1.8775 | East African detailed analysis — Nairobi (USD) | 1.8775 | 6488
MODULE 1¦13.04 | MODULE 1 | 13.04 | Provide formwork to ramp edges and upstand faces | m² | 14.4639 | 0 | 18.7999 | 0 | 0% | 0% | 33.2638 | 0 | 18.7752 | 1.8775 | East African detailed analysis — Nairobi (USD) | 1.8775 | 6511
MODULE 1¦13.05 | MODULE 1 | 13.05 | Supply and construct reinforced-concrete upstands to ramp edges | m³ | 211.1669 | 0 | 233.3172 | 0 | 0% | 0% | 444.4842 | 0 | 254.3537 | 25.4354 | East African detailed analysis — Nairobi (USD) | 25.4354 | 6534
MODULE 1¦13.06 | MODULE 1 | 13.06 | Supply and construct concrete kerbs or edge restraints | m | 10.0213 | 0 | 12.6861 | 0 | 0% | 0% | 22.7074 | 0 | 13.0558 | 1.3056 | East African detailed analysis — Nairobi (USD) | 1.3056 | 6557
MODULE 1¦13.07 | MODULE 1 | 13.07 | Supply and install drainage channels incorporated into ramp construction | m | 4.8382 | 0 | 8.7895 | 0 | 0% | 0% | 13.6277 | 0 | 8.7249 | 0.87249 | East African detailed analysis — Nairobi (USD) | 0.87249 | 6580
MODULE 1¦13.08 | MODULE 1 | 13.08 | Form and seal ramp construction joints | m | 6.0858 | 0 | 7.1841 | 0 | 0% | 0% | 13.2699 | 0 | 7.4931 | 0.74931 | East African detailed analysis — Nairobi (USD) | 0.74931 | 6603
MODULE 1¦13.09 | MODULE 1 | 13.09 | Form and seal movement or expansion joints | m | 6.0858 | 0 | 7.1841 | 0 | 0% | 0% | 13.2699 | 0 | 7.4931 | 0.74931 | East African detailed analysis — Nairobi (USD) | 0.74931 | 6626
MODULE 1¦13.1 | MODULE 1 | 13.1 | Apply brushed, grooved or specialist anti-slip finish to ramp surface | m² | 12.983 | 0 | 15.2241 | 0 | 0% | 0% | 28.2071 | 0 | 15.919 | 1.5919 | East African detailed analysis — Nairobi (USD) | 1.5919 | 6649
MODULE 1¦13.11 | MODULE 1 | 13.11 | Apply clear or resin sealer over the complete anti-slip ramp surface | m² | 1.7689 | 0 | 3.1228 | 0 | 0% | 0% | 4.8918 | 0 | 2.7729 | 0.27729 | East African detailed analysis — Nairobi (USD) | 0.27729 | 6672
MODULE 1¦13.12 | MODULE 1 | 13.12 | Provide waterproofing membrane to external or exposed ramp surface | m² | 8.8041 | 0 | 10.2779 | 0 | 0% | 0% | 19.082 | 0 | 10.7678 | 1.0768 | East African detailed analysis — Nairobi (USD) | 1.0768 | 6695
MODULE 1¦13.13 | MODULE 1 | 13.13 | Provide protection layer over the complete waterproofed ramp surface | m² | 8.8041 | 0 | 10.2779 | 0 | 0% | 0% | 19.082 | 0 | 10.7678 | 1.0768 | East African detailed analysis — Nairobi (USD) | 1.0768 | 6718
MODULE 1¦13.14 | MODULE 1 | 13.14 | Supply and install cast-in sleeves, plates, anchors or embedded items | nr | 87.2295 | 0 | 100.7873 | 0 | 0% | 0% | 188.0168 | 0 | 106.7623 | 10.6762 | East African detailed analysis — Nairobi (USD) | 10.6762 | 6741
MODULE 1¦14.01 | MODULE 1 | 14.01 | Supply, cut, bend and fix reinforcement mesh and loose bars to roof slab | t | 1238.6592 | 0 | 1432.1609 | 0 | 0% | 0% | 2670.8201 | 0 | 1535.4287 | 153.5429 | East African detailed analysis — Nairobi (USD) | 153.5429 | 6764
MODULE 1¦14.02 | MODULE 1 | 14.02 | Supply, place, compact and cure reinforced concrete roof slab, including local thickenings | m³ | 134.942 | 0 | 165.4527 | 0 | 0% | 0% | 300.3947 | 0 | 179.0572 | 17.9057 | East African detailed analysis — Nairobi (USD) | 17.9057 | 6787
MODULE 1¦14.03 | MODULE 1 | 14.03 | Provide soffit formwork to reinforced-concrete roof slab | m² | 14.4639 | 0 | 18.7999 | 0 | 0% | 0% | 33.2638 | 0 | 18.7752 | 1.8775 | East African detailed analysis — Nairobi (USD) | 1.8775 | 6810
MODULE 1¦14.04 | MODULE 1 | 14.04 | Provide formwork to roof slab edges, upstands, kerbs, drops and penetrations | m² | 211.1669 | 0 | 233.3172 | 0 | 0% | 0% | 444.4842 | 0 | 254.3537 | 25.4354 | East African detailed analysis — Nairobi (USD) | 25.4354 | 6833
MODULE 1¦14.05 | MODULE 1 | 14.05 | Provide screed or concrete layer to form roof falls | m³ | 122.4053 | 0 | 152.2891 | 0 | 0% | 0% | 274.6945 | 0 | 164.5773 | 16.4577 | East African detailed analysis — Nairobi (USD) | 16.4577 | 6856
MODULE 1¦14.06 | MODULE 1 | 14.06 | Provide roof waterproofing membrane, including laps, upstands and penetration detailing | m² | 211.1669 | 0 | 233.3172 | 0 | 0% | 0% | 444.4842 | 0 | 254.3537 | 25.4354 | East African detailed analysis — Nairobi (USD) | 25.4354 | 6879
MODULE 1¦14.07 | MODULE 1 | 14.07 | Provide protection fleece over the complete roof waterproofing membrane | m² | 8.8041 | 0 | 10.2779 | 0 | 0% | 0% | 19.082 | 0 | 10.7678 | 1.0768 | East African detailed analysis — Nairobi (USD) | 1.0768 | 6902
MODULE 1¦14.08 | MODULE 1 | 14.08 | Provide roof insulation over the complete horizontal waterproofed area | m² | 8.8041 | 0 | 10.2779 | 0 | 0% | 0% | 19.082 | 0 | 10.7678 | 1.0768 | East African detailed analysis — Nairobi (USD) | 1.0768 | 6925
MODULE 1¦14.09 | MODULE 1 | 14.09 | Provide roof protection board or cover board | m² | 19.5626 | 0 | 31.5531 | 0 | 0% | 0% | 51.1157 | 0 | 33.5953 | 3.3595 | East African detailed analysis — Nairobi (USD) | 3.3595 | 6948
MODULE 1¦14.1 | MODULE 1 | 14.1 | Provide vapour-control layer beneath roof insulation | m² | 19.5626 | 0 | 31.5531 | 0 | 0% | 0% | 51.1157 | 0 | 33.5953 | 3.3595 | East African detailed analysis — Nairobi (USD) | 3.3595 | 6971
MODULE 1¦14.11 | MODULE 1 | 14.11 | Provide roof finishes comprising ballast, paving slabs or protective surfacing | m² | 19.5626 | 0 | 31.5531 | 0 | 0% | 0% | 51.1157 | 0 | 33.5953 | 3.3595 | East African detailed analysis — Nairobi (USD) | 3.3595 | 6994
MODULE 1¦14.12 | MODULE 1 | 14.12 | Form and seal construction or movement joints in roof slab | m | 6.0858 | 0 | 7.1841 | 0 | 0% | 0% | 13.2699 | 0 | 7.4931 | 0.74931 | East African detailed analysis — Nairobi (USD) | 0.74931 | 7017
MODULE 1¦14.13 | MODULE 1 | 14.13 | Form roof openings, sleeves and penetrations through the structural slab | nr | 87.2295 | 0 | 100.7873 | 0 | 0% | 0% | 188.0168 | 0 | 106.7623 | 10.6762 | East African detailed analysis — Nairobi (USD) | 10.6762 | 7040
MODULE 1¦14.14 | MODULE 1 | 14.14 | Supply and install cast-in anchors, equipment fixings, channels and sockets | nr or m | 21.8074 | 0 | 32.094 | 0 | 0% | 0% | 53.9014 | 0 | 31.1997 | 3.12 | East African detailed analysis — Nairobi (USD) | 3.12 | 7063
MODULE 1¦14.15 | MODULE 1 | 14.15 | Apply fair-faced finish to the complete exposed roof-slab soffit | m² | 19.5626 | 0 | 31.5531 | 0 | 0% | 0% | 51.1157 | 0 | 33.5953 | 3.3595 | East African detailed analysis — Nairobi (USD) | 3.3595 | 7086
MODULE 1¦14.16 | MODULE 1 | 14.16 | Apply paint or sealer over the complete fair-faced roof-slab soffit | m² | 19.5626 | 0 | 31.5531 | 0 | 0% | 0% | 51.1157 | 0 | 33.5953 | 3.3595 | East African detailed analysis — Nairobi (USD) | 3.3595 | 7109
MODULE 2¦13.01 | MODULE 2 | 13.01 | Construct internal blockwork walls of specified type, strength and thickness, including mortar, bonding, cutting and building around obstructions | m² | 12.4961 | 0 | 16.9849 | 0 | 0% | 0% | 29.4811 | 0 | 16.9599 | 1.696 | East African detailed analysis — Nairobi (USD) | 1.696 | 7132
MODULE 2¦13.02 | MODULE 2 | 13.02 | Construct external blockwork walls of specified type, strength and thickness, including mortar, bonding and cutting | m² | 12.4961 | 0 | 16.9849 | 0 | 0% | 0% | 29.4811 | 0 | 16.9599 | 1.696 | East African detailed analysis — Nairobi (USD) | 1.696 | 7155
MODULE 2¦13.03 | MODULE 2 | 13.03 | Construct facing brickwork of specified brick type, bond, mortar and joint finish | m² | 12.8613 | 0 | 17.3683 | 0 | 0% | 0% | 30.2296 | 0 | 17.3816 | 1.7382 | East African detailed analysis — Nairobi (USD) | 1.7382 | 7178
MODULE 2¦13.04 | MODULE 2 | 13.04 | Construct inner leaf of cavity wall in blockwork, including mortar, bonding and cutting | m² | 12.4961 | 0 | 16.9849 | 0 | 0% | 0% | 29.4811 | 0 | 16.9599 | 1.696 | East African detailed analysis — Nairobi (USD) | 1.696 | 7201
MODULE 2¦13.05 | MODULE 2 | 13.05 | Construct outer leaf of cavity wall in brickwork or blockwork, including specified joint finish | m² | 12.8613 | 0 | 17.3683 | 0 | 0% | 0% | 30.2296 | 0 | 17.3816 | 1.7382 | East African detailed analysis — Nairobi (USD) | 1.7382 | 7224
MODULE 2¦13.06 | MODULE 2 | 13.06 | Provide fair-faced finish to nominated blockwork wall face, including selected blocks and specified joint finish | m² | 12.4961 | 0 | 16.9849 | 0 | 0% | 0% | 29.4811 | 0 | 16.9599 | 1.696 | East African detailed analysis — Nairobi (USD) | 1.696 | 7247
MODULE 2¦13.07 | MODULE 2 | 13.07 | Provide full-fill or partial-fill insulation within cavity wall construction | m² | 12.983 | 0 | 15.2241 | 0 | 0% | 0% | 28.2071 | 0 | 15.919 | 1.5919 | East African detailed analysis — Nairobi (USD) | 1.5919 | 7270
MODULE 2¦13.08 | MODULE 2 | 13.08 | Provide proprietary wall ties connecting cavity-wall leaves | nr | 2.4343 | 0 | 3.1491 | 0 | 0% | 0% | 5.5835 | 0 | 3.1493 | 0.31493 | East African detailed analysis — Nairobi (USD) | 0.31493 | 7293
MODULE 2¦13.09 | MODULE 2 | 13.09 | Provide masonry restraints tying walls to columns, slabs or structural framing | nr | 2.4343 | 0 | 3.1491 | 0 | 0% | 0% | 5.5835 | 0 | 3.1493 | 0.31493 | East African detailed analysis — Nairobi (USD) | 0.31493 | 7316
MODULE 2¦13.1 | MODULE 2 | 13.1 | Provide bed-joint reinforcement at specified vertical spacing | m | 6.0858 | 0 | 7.1841 | 0 | 0% | 0% | 13.2699 | 0 | 7.4931 | 0.74931 | East African detailed analysis — Nairobi (USD) | 0.74931 | 7339
MODULE 2¦13.11 | MODULE 2 | 13.11 | Provide masonry movement joints, including filler, backing rod and sealant | m | 6.0858 | 0 | 7.1841 | 0 | 0% | 0% | 13.2699 | 0 | 7.4931 | 0.74931 | East African detailed analysis — Nairobi (USD) | 0.74931 | 7362
MODULE 2¦13.12 | MODULE 2 | 13.12 | Provide horizontal damp-proof course within masonry construction | m² | 12.4961 | 0 | 16.9849 | 0 | 0% | 0% | 29.4811 | 0 | 16.9599 | 1.696 | East African detailed analysis — Nairobi (USD) | 1.696 | 7385
MODULE 2¦13.13 | MODULE 2 | 13.13 | Provide vertical damp-proof course at jambs, interfaces or abutments | m² | 2.7832 | 0 | 3.7068 | 0 | 0% | 0% | 6.49 | 0 | 3.6634 | 0.36634 | East African detailed analysis — Nairobi (USD) | 0.36634 | 7408
MODULE 2¦13.14 | MODULE 2 | 13.14 | Provide cavity trays over openings and at structural interfaces, including stop ends | m | 6.0858 | 0 | 7.1841 | 0 | 0% | 0% | 13.2699 | 0 | 7.4931 | 0.74931 | East African detailed analysis — Nairobi (USD) | 0.74931 | 7431
MODULE 2¦13.15 | MODULE 2 | 13.15 | Form door, window, service or equipment openings through masonry walls | nr | 251.5456 | 0 | 277.3764 | 0 | 0% | 0% | 528.9219 | 0 | 298.0722 | 29.8072 | East African detailed analysis — Nairobi (USD) | 29.8072 | 7454
MODULE 2¦13.16 | MODULE 2 | 13.16 | Form jambs, head and sill around masonry openings | m | 6.0858 | 0 | 7.1841 | 0 | 0% | 0% | 13.2699 | 0 | 7.4931 | 0.74931 | East African detailed analysis — Nairobi (USD) | 0.74931 | 7477
MODULE 2¦13.17 | MODULE 2 | 13.17 | Provide cavity closers around complete opening perimeter | m | 6.0858 | 0 | 7.1841 | 0 | 0% | 0% | 13.2699 | 0 | 7.4931 | 0.74931 | East African detailed analysis — Nairobi (USD) | 0.74931 | 7500
MODULE 2¦13.18 | MODULE 2 | 13.18 | Provide additional wall ties around masonry openings | nr | 2.4343 | 0 | 3.1491 | 0 | 0% | 0% | 5.5835 | 0 | 3.1493 | 0.31493 | East African detailed analysis — Nairobi (USD) | 0.31493 | 7523
MODULE 2¦13.19 | MODULE 2 | 13.19 | Provide flexible fire-resistant seal between masonry wall head and structural soffit | m | 6.0858 | 0 | 7.1841 | 0 | 0% | 0% | 13.2699 | 0 | 7.4931 | 0.74931 | East African detailed analysis — Nairobi (USD) | 0.74931 | 7546
MODULE 2¦13.2 | MODULE 2 | 13.2 | Provide fire stopping around individual service penetrations through masonry | nr | 37.3261 | 0 | 49.1731 | 0 | 0% | 0% | 86.4992 | 0 | 52.6658 | 5.2666 | East African detailed analysis — Nairobi (USD) | 5.2666 | 7569
MODULE 2¦13.21 | MODULE 2 | 13.21 | Provide fire stopping to continuous wall junctions or interfaces | m | 6.0858 | 0 | 7.1841 | 0 | 0% | 0% | 13.2699 | 0 | 7.4931 | 0.74931 | East African detailed analysis — Nairobi (USD) | 0.74931 | 7592
MODULE 2¦14.01 | MODULE 2 | 14.01 | Supply and install internal timber doorset, including leaf, frame, architraves, seals and specified finish | nr | 166.3447 | 0 | 200.6665 | 0 | 0% | 0% | 367.0112 | 0 | 214.6955 | 21.4696 | East African detailed analysis — Nairobi (USD) | 21.4696 | 7615
MODULE 2¦14.02 | MODULE 2 | 14.02 | Supply and install fire-rated timber doorset, including certified leaf, frame, seals and identification | nr | 166.3447 | 0 | 200.6665 | 0 | 0% | 0% | 367.0112 | 0 | 214.6955 | 21.4696 | East African detailed analysis — Nairobi (USD) | 21.4696 | 7638
MODULE 2¦14.03 | MODULE 2 | 14.03 | Supply and install internal steel doorset, including frame, leaf, finish and seals | nr | 555.8346 | 0 | 606.0375 | 0 | 0% | 0% | 1161.8721 | 0 | 657.2372 | 65.7237 | East African detailed analysis — Nairobi (USD) | 65.7237 | 7661
MODULE 2¦14.04 | MODULE 2 | 14.04 | Supply and install external steel security doorset, including frame, weather seals, threshold and protective finish | nr | 555.8346 | 0 | 606.0375 | 0 | 0% | 0% | 1161.8721 | 0 | 657.2372 | 65.7237 | East African detailed analysis — Nairobi (USD) | 65.7237 | 7684
MODULE 2¦14.05 | MODULE 2 | 14.05 | Supply and install aluminium glazed doorset, including frame, glazing, seals and threshold | nr | 166.3447 | 0 | 200.6665 | 0 | 0% | 0% | 367.0112 | 0 | 214.6955 | 21.4696 | East African detailed analysis — Nairobi (USD) | 21.4696 | 7707
MODULE 2¦14.06 | MODULE 2 | 14.06 | Supply and install automatic sliding or swing doorset, including operator, sensors and controls | nr | 166.3447 | 0 | 200.6665 | 0 | 0% | 0% | 367.0112 | 0 | 214.6955 | 21.4696 | East African detailed analysis — Nairobi (USD) | 21.4696 | 7730
MODULE 2¦14.07 | MODULE 2 | 14.07 | Supply and install roller shutter or sectional overhead door, including guides, hood, operation and controls | nr | 166.3447 | 0 | 200.6665 | 0 | 0% | 0% | 367.0112 | 0 | 214.6955 | 21.4696 | East African detailed analysis — Nairobi (USD) | 21.4696 | 7753
MODULE 2¦14.08 | MODULE 2 | 14.08 | Supply and install internal glazed screen, including framing, glazing, gaskets and junctions | m² | 12.983 | 0 | 15.2241 | 0 | 0% | 0% | 28.2071 | 0 | 15.919 | 1.5919 | East African detailed analysis — Nairobi (USD) | 1.5919 | 7776
MODULE 2¦14.09 | MODULE 2 | 14.09 | Supply and install aluminium-framed windows, including opening lights, glazing, seals and finish | nr | 251.5456 | 0 | 277.3764 | 0 | 0% | 0% | 528.9219 | 0 | 298.0722 | 29.8072 | East African detailed analysis — Nairobi (USD) | 29.8072 | 7799
MODULE 2¦14.1 | MODULE 2 | 14.1 | Supply and install fixed louvre panels, including frame, blades, mesh and finish | m² | 12.983 | 0 | 15.2241 | 0 | 0% | 0% | 28.2071 | 0 | 15.919 | 1.5919 | East African detailed analysis — Nairobi (USD) | 1.5919 | 7822
MODULE 2¦14.11 | MODULE 2 | 14.11 | Provide insulated glazing to doors, windows or screens where glazing is measured separately | m² | 12.983 | 0 | 15.2241 | 0 | 0% | 0% | 28.2071 | 0 | 15.919 | 1.5919 | East African detailed analysis — Nairobi (USD) | 1.5919 | 7845
MODULE 2¦14.12 | MODULE 2 | 14.12 | Provide fire-rated, acoustic or security glazing where measured separately | m² | 12.983 | 0 | 15.2241 | 0 | 0% | 0% | 28.2071 | 0 | 15.919 | 1.5919 | East African detailed analysis — Nairobi (USD) | 1.5919 | 7868
MODULE 2¦14.13 | MODULE 2 | 14.13 | Provide complete standard ironmongery set to nominated doors | set | 159.8532 | 0 | 176.3196 | 0 | 0% | 0% | 336.1727 | 0 | 190.9824 | 19.0982 | East African detailed analysis — Nairobi (USD) | 19.0982 | 7891
MODULE 2¦14.14 | MODULE 2 | 14.14 | Provide complete fire-door ironmongery set, including closer and specified hardware | set | 159.8532 | 0 | 176.3196 | 0 | 0% | 0% | 336.1727 | 0 | 190.9824 | 19.0982 | East African detailed analysis — Nairobi (USD) | 19.0982 | 7914
MODULE 2¦14.15 | MODULE 2 | 14.15 | Provide panic or emergency-escape ironmongery to nominated escape doors | set | 150.1159 | 0 | 173.1066 | 0 | 0% | 0% | 323.2226 | 0 | 186.0508 | 18.6051 | East African detailed analysis — Nairobi (USD) | 18.6051 | 7937
MODULE 2¦14.16 | MODULE 2 | 14.16 | Provide access-control hardware or preparation to controlled doors | set | 150.1159 | 0 | 173.1066 | 0 | 0% | 0% | 323.2226 | 0 | 186.0508 | 18.6051 | East African detailed analysis — Nairobi (USD) | 18.6051 | 7960
MODULE 2¦14.17 | MODULE 2 | 14.17 | Provide door closer separately to nominated doors | nr | 166.3447 | 0 | 200.6665 | 0 | 0% | 0% | 367.0112 | 0 | 214.6955 | 21.4696 | East African detailed analysis — Nairobi (USD) | 21.4696 | 7983
MODULE 2¦14.18 | MODULE 2 | 14.18 | Provide door signage or identification plate to nominated doors | nr | 166.3447 | 0 | 200.6665 | 0 | 0% | 0% | 367.0112 | 0 | 214.6955 | 21.4696 | East African detailed analysis — Nairobi (USD) | 21.4696 | 8006
MODULE 2¦14.19 | MODULE 2 | 14.19 | Provide internal timber, metal or stone window boards | m | 6.0858 | 0 | 7.1841 | 0 | 0% | 0% | 13.2699 | 0 | 7.4931 | 0.74931 | East African detailed analysis — Nairobi (USD) | 0.74931 | 8029
MODULE 2¦14.2 | MODULE 2 | 14.2 | Provide external pressed-metal, concrete or stone window cills | m | 6.0858 | 0 | 7.1841 | 0 | 0% | 0% | 13.2699 | 0 | 7.4931 | 0.74931 | East African detailed analysis — Nairobi (USD) | 0.74931 | 8052
MODULE 2¦14.21 | MODULE 2 | 14.21 | Apply perimeter sealant to one side of door or window frame | m | 6.0858 | 0 | 7.1841 | 0 | 0% | 0% | 13.2699 | 0 | 7.4931 | 0.74931 | East African detailed analysis — Nairobi (USD) | 0.74931 | 8075
MODULE 2¦14.22 | MODULE 2 | 14.22 | Apply perimeter sealant to both sides of door or window frame | m | 6.0858 | 0 | 7.1841 | 0 | 0% | 0% | 13.2699 | 0 | 7.4931 | 0.74931 | East African detailed analysis — Nairobi (USD) | 0.74931 | 8098
MODULE 2¦14.23 | MODULE 2 | 14.23 | Finish reveals, jambs, soffits and sills around door and window openings | m² | 12.983 | 0 | 15.2241 | 0 | 0% | 0% | 28.2071 | 0 | 15.919 | 1.5919 | East African detailed analysis — Nairobi (USD) | 1.5919 | 8121
MODULE 2¦14.24 | MODULE 2 | 14.24 | Provide protective bollards or door guards adjacent to openings | nr | 166.3447 | 0 | 200.6665 | 0 | 0% | 0% | 367.0112 | 0 | 214.6955 | 21.4696 | East African detailed analysis — Nairobi (USD) | 21.4696 | 8144
MODULE 2¦14.25 | MODULE 2 | 14.25 | Provide corner guards to door reveals or vulnerable wall corners | nr or m | 37.529 | 0 | 54.8904 | 0 | 0% | 0% | 92.4193 | 0 | 56.0129 | 5.6013 | East African detailed analysis — Nairobi (USD) | 5.6013 | 8167
MODULE 2¦15.01 | MODULE 2 | 15.01 | Supply and install precast concrete lintel, including specified end bearings | m | 6.0858 | 0 | 7.1841 | 0 | 0% | 0% | 13.2699 | 0 | 7.4931 | 0.74931 | East African detailed analysis — Nairobi (USD) | 0.74931 | 8190
MODULE 2¦15.02 | MODULE 2 | 15.02 | Supply and install prestressed concrete lintel of specified section and load capacity | m | 6.0858 | 0 | 7.1841 | 0 | 0% | 0% | 13.2699 | 0 | 7.4931 | 0.74931 | East African detailed analysis — Nairobi (USD) | 0.74931 | 8213
MODULE 2¦15.03 | MODULE 2 | 15.03 | Supply and install galvanised-steel cavity lintel, including integral DPC where specified | m | 2.7832 | 0 | 3.7068 | 0 | 0% | 0% | 6.49 | 0 | 3.6634 | 0.36634 | East African detailed analysis — Nairobi (USD) | 0.36634 | 8236
MODULE 2¦15.04 | MODULE 2 | 15.04 | Supply and install stainless-steel cavity lintel | m | 6.0858 | 0 | 7.1841 | 0 | 0% | 0% | 13.2699 | 0 | 7.4931 | 0.74931 | East African detailed analysis — Nairobi (USD) | 0.74931 | 8259
MODULE 2¦15.05 | MODULE 2 | 15.05 | Supply and install structural-steel angle, channel or fabricated lintel | m | 6.0858 | 0 | 7.1841 | 0 | 0% | 0% | 13.2699 | 0 | 7.4931 | 0.74931 | East African detailed analysis — Nairobi (USD) | 0.74931 | 8282
MODULE 2¦15.06 | MODULE 2 | 15.06 | Supply and install heavy-duty proprietary lintel over large door, window or equipment opening | m | 6.0858 | 0 | 7.1841 | 0 | 0% | 0% | 13.2699 | 0 | 7.4931 | 0.74931 | East African detailed analysis — Nairobi (USD) | 0.74931 | 8305
MODULE 2¦15.07 | MODULE 2 | 15.07 | Provide padstones or bearing blocks beneath lintel ends | nr | 150.1159 | 0 | 173.1066 | 0 | 0% | 0% | 323.2226 | 0 | 186.0508 | 18.6051 | East African detailed analysis — Nairobi (USD) | 18.6051 | 8328
MODULE 2¦15.08 | MODULE 2 | 15.08 | Provide fire-protection system to exposed faces of structural-steel lintel | m² | 12.983 | 0 | 15.2241 | 0 | 0% | 0% | 28.2071 | 0 | 15.919 | 1.5919 | East African detailed analysis — Nairobi (USD) | 1.5919 | 8351
MODULE 2¦15.09 | MODULE 2 | 15.09 | Apply protective coating to the same exposed faces of structural-steel lintel | m² | 1.7689 | 0 | 3.1228 | 0 | 0% | 0% | 4.8918 | 0 | 2.7729 | 0.27729 | East African detailed analysis — Nairobi (USD) | 0.27729 | 8374
MODULE 2¦16.01 | MODULE 2 | 16.01 | Prepare concrete floor substrate by cleaning, grinding or mechanical preparation | m² | 12.983 | 0 | 15.2241 | 0 | 0% | 0% | 28.2071 | 0 | 15.919 | 1.5919 | East African detailed analysis — Nairobi (USD) | 1.5919 | 8397
MODULE 2¦16.02 | MODULE 2 | 16.02 | Apply primer or bonding agent over the complete prepared substrate | m² | 12.983 | 0 | 15.2241 | 0 | 0% | 0% | 28.2071 | 0 | 15.919 | 1.5919 | East African detailed analysis — Nairobi (USD) | 1.5919 | 8420
MODULE 2¦16.03 | MODULE 2 | 16.03 | Apply moisture-control or damp-proof treatment to nominated floor substrate | m² | 2.7832 | 0 | 3.7068 | 0 | 0% | 0% | 6.49 | 0 | 3.6634 | 0.36634 | East African detailed analysis — Nairobi (USD) | 0.36634 | 8443
MODULE 2¦16.04 | MODULE 2 | 16.04 | Lay bonded cement-and-sand screed to specified thickness and finish | m² | 1.7223 | 0 | 4.4359 | 0 | 0% | 0% | 6.1582 | 0 | 3.819 | 0.3819 | East African detailed analysis — Nairobi (USD) | 0.3819 | 8466
MODULE 2¦16.05 | MODULE 2 | 16.05 | Lay unbonded or floating screed over membrane or insulation | m² | 8.8041 | 0 | 10.2779 | 0 | 0% | 0% | 19.082 | 0 | 10.7678 | 1.0768 | East African detailed analysis — Nairobi (USD) | 1.0768 | 8489
MODULE 2¦16.06 | MODULE 2 | 16.06 | Form screed to falls around drains, channels or thresholds | m² | 1.7223 | 0 | 4.4359 | 0 | 0% | 0% | 6.1582 | 0 | 3.819 | 0.3819 | East African detailed analysis — Nairobi (USD) | 0.3819 | 8512
MODULE 2¦16.07 | MODULE 2 | 16.07 | Supply and install raised-access floor, including pedestals, stringers and panels | m² | 12.983 | 0 | 15.2241 | 0 | 0% | 0% | 28.2071 | 0 | 15.919 | 1.5919 | East African detailed analysis — Nairobi (USD) | 1.5919 | 8535
MODULE 2¦16.08 | MODULE 2 | 16.08 | Provide raised-access floor ramps, steps, fascia panels or perimeter closures | nr or m | 37.529 | 0 | 54.8904 | 0 | 0% | 0% | 92.4193 | 0 | 56.0129 | 5.6013 | East African detailed analysis — Nairobi (USD) | 5.6013 | 8558
MODULE 2¦16.09 | MODULE 2 | 16.09 | Supply and lay sheet-vinyl flooring, including adhesive and welded joints | m² | 23.7519 | 0 | 26.4639 | 0 | 0% | 0% | 50.2158 | 0 | 28.3026 | 2.8303 | East African detailed analysis — Nairobi (USD) | 2.8303 | 8581
MODULE 2¦16.1 | MODULE 2 | 16.1 | Supply and lay vinyl floor tiles, including adhesive and specified pattern | m² | 21.0771 | 0 | 24.0146 | 0 | 0% | 0% | 45.0917 | 0 | 25.4223 | 2.5422 | East African detailed analysis — Nairobi (USD) | 2.5422 | 8604
MODULE 2¦16.11 | MODULE 2 | 16.11 | Supply and lay carpet tiles, including adhesive or tackifier | m² | 21.0771 | 0 | 24.0146 | 0 | 0% | 0% | 45.0917 | 0 | 25.4223 | 2.5422 | East African detailed analysis — Nairobi (USD) | 2.5422 | 8627
MODULE 2¦16.12 | MODULE 2 | 16.12 | Supply and fix ceramic or porcelain floor tiles, including adhesive and grout | m² | 38.8437 | 0 | 42.6696 | 0 | 0% | 0% | 81.5133 | 0 | 45.9427 | 4.5943 | East African detailed analysis — Nairobi (USD) | 4.5943 | 8650
MODULE 2¦16.13 | MODULE 2 | 16.13 | Supply and fix natural or engineered stone floor finish | m² | 12.983 | 0 | 15.2241 | 0 | 0% | 0% | 28.2071 | 0 | 15.919 | 1.5919 | East African detailed analysis — Nairobi (USD) | 1.5919 | 8673
MODULE 2¦16.14 | MODULE 2 | 16.14 | Apply resin flooring system comprising primer, body coat and wearing layer | m² | 12.983 | 0 | 15.2241 | 0 | 0% | 0% | 28.2071 | 0 | 15.919 | 1.5919 | East African detailed analysis — Nairobi (USD) | 1.5919 | 8696
MODULE 2¦16.15 | MODULE 2 | 16.15 | Apply anti-static or conductive flooring system, including specified conductive components | m² | 12.983 | 0 | 15.2241 | 0 | 0% | 0% | 28.2071 | 0 | 15.919 | 1.5919 | East African detailed analysis — Nairobi (USD) | 1.5919 | 8719
MODULE 2¦16.16 | MODULE 2 | 16.16 | Provide earthing connection to conductive flooring system | nr | 101.4297 | 0 | 119.2523 | 0 | 0% | 0% | 220.682 | 0 | 124.9932 | 12.4993 | East African detailed analysis — Nairobi (USD) | 12.4993 | 8742
MODULE 2¦16.17 | MODULE 2 | 16.17 | Apply floor paint or protective coating in specified number of coats | m² | 1.7689 | 0 | 3.1228 | 0 | 0% | 0% | 4.8918 | 0 | 2.7729 | 0.27729 | East African detailed analysis — Nairobi (USD) | 0.27729 | 8765
MODULE 2¦16.18 | MODULE 2 | 16.18 | Apply slip-resistant aggregate dressing over the complete coated floor area | m² | 12.983 | 0 | 15.2241 | 0 | 0% | 0% | 28.2071 | 0 | 15.919 | 1.5919 | East African detailed analysis — Nairobi (USD) | 1.5919 | 8788
MODULE 2¦16.19 | MODULE 2 | 16.19 | Provide entrance matting system, including frame and mat well | m² | 12.983 | 0 | 15.2241 | 0 | 0% | 0% | 28.2071 | 0 | 15.919 | 1.5919 | East African detailed analysis — Nairobi (USD) | 1.5919 | 8811
MODULE 2¦16.2 | MODULE 2 | 16.2 | Provide movement, expansion or isolation joint system within floor finish | m | 6.0858 | 0 | 7.1841 | 0 | 0% | 0% | 13.2699 | 0 | 7.4931 | 0.74931 | East African detailed analysis — Nairobi (USD) | 0.74931 | 8834
MODULE 2¦16.21 | MODULE 2 | 16.21 | Provide thresholds, transition strips or dividing strips between different floor finishes | m | 6.0858 | 0 | 7.1841 | 0 | 0% | 0% | 13.2699 | 0 | 7.4931 | 0.74931 | East African detailed analysis — Nairobi (USD) | 0.74931 | 8857
MODULE 2¦16.22 | MODULE 2 | 16.22 | Provide tactile warning or directional floor finish | m² | 21.0771 | 0 | 24.0146 | 0 | 0% | 0% | 45.0917 | 0 | 25.4223 | 2.5422 | East African detailed analysis — Nairobi (USD) | 2.5422 | 8880
MODULE 2¦16.23 | MODULE 2 | 16.23 | Apply sealant around floor penetrations, plinths or interfaces | m | 6.0858 | 0 | 7.1841 | 0 | 0% | 0% | 13.2699 | 0 | 7.4931 | 0.74931 | East African detailed analysis — Nairobi (USD) | 0.74931 | 8903
MODULE 2¦17.01 | MODULE 2 | 17.01 | Prepare wall substrate by cleaning, filling, sanding or applying bonding treatment | m² | 12.983 | 0 | 15.2241 | 0 | 0% | 0% | 28.2071 | 0 | 15.919 | 1.5919 | East African detailed analysis — Nairobi (USD) | 1.5919 | 8926
MODULE 2¦17.02 | MODULE 2 | 17.02 | Apply internal backing plaster to masonry or concrete walls | m² | 12.4961 | 0 | 16.9849 | 0 | 0% | 0% | 29.4811 | 0 | 16.9599 | 1.696 | East African detailed analysis — Nairobi (USD) | 1.696 | 8949
MODULE 2¦17.03 | MODULE 2 | 17.03 | Apply skim-coat plaster finish over complete backing-plaster area | m² | 1.7223 | 0 | 4.4359 | 0 | 0% | 0% | 6.1582 | 0 | 3.819 | 0.3819 | East African detailed analysis — Nairobi (USD) | 0.3819 | 8972
MODULE 2¦17.04 | MODULE 2 | 17.04 | Provide drylining comprising plasterboard, framing or adhesive and joint treatment | m² | 18.0139 | 0 | 22.17 | 0 | 0% | 0% | 40.1839 | 0 | 22.6576 | 2.2658 | East African detailed analysis — Nairobi (USD) | 2.2658 | 8995
MODULE 2¦17.05 | MODULE 2 | 17.05 | Apply mist coat, undercoat and finishing coats to complete plastered or drylined wall area | m² | 1.7223 | 0 | 4.4359 | 0 | 0% | 0% | 6.1582 | 0 | 3.819 | 0.3819 | East African detailed analysis — Nairobi (USD) | 0.3819 | 9018
MODULE 2¦17.06 | MODULE 2 | 17.06 | Apply durable, washable or hygiene-grade paint to nominated wall areas | m² | 1.7689 | 0 | 3.1228 | 0 | 0% | 0% | 4.8918 | 0 | 2.7729 | 0.27729 | East African detailed analysis — Nairobi (USD) | 0.27729 | 9041
MODULE 2¦17.07 | MODULE 2 | 17.07 | Apply epoxy or chemical-resistant coating to nominated wall areas | m² | 1.7689 | 0 | 3.1228 | 0 | 0% | 0% | 4.8918 | 0 | 2.7729 | 0.27729 | East African detailed analysis — Nairobi (USD) | 0.27729 | 9064
MODULE 2¦17.08 | MODULE 2 | 17.08 | Supply and fix ceramic or porcelain wall tiles, including adhesive, grout and trims | m² | 38.8437 | 0 | 42.6696 | 0 | 0% | 0% | 81.5133 | 0 | 45.9427 | 4.5943 | East African detailed analysis — Nairobi (USD) | 4.5943 | 9087
MODULE 2¦17.09 | MODULE 2 | 17.09 | Supply and fix natural or engineered stone wall cladding | m² | 15.4579 | 0 | 20.8676 | 0 | 0% | 0% | 36.3254 | 0 | 20.8164 | 2.0816 | East African detailed analysis — Nairobi (USD) | 2.0816 | 9110
MODULE 2¦17.1 | MODULE 2 | 17.1 | Supply and install hygienic PVC wall-cladding panels, including joints and trims | m² | 47.4691 | 0 | 104.402 | 0 | 0% | 0% | 151.8711 | 0 | 114.3386 | 11.4339 | East African detailed analysis — Nairobi (USD) | 11.4339 | 9133
MODULE 2¦17.11 | MODULE 2 | 17.11 | Supply and install acoustic wall panels, including backing and perimeter trims | m² | 57.4092 | 0 | 95.5965 | 0 | 0% | 0% | 153.0057 | 0 | 104.5154 | 10.4515 | East African detailed analysis — Nairobi (USD) | 10.4515 | 9156
MODULE 2¦17.12 | MODULE 2 | 17.12 | Supply and install impact-resistant wall-protection panels | m² | 12.983 | 0 | 15.2241 | 0 | 0% | 0% | 28.2071 | 0 | 15.919 | 1.5919 | East African detailed analysis — Nairobi (USD) | 1.5919 | 9179
MODULE 2¦17.13 | MODULE 2 | 17.13 | Supply and install crash rails, bumper rails or wall-protection rails | m | 6.0858 | 0 | 7.1841 | 0 | 0% | 0% | 13.2699 | 0 | 7.4931 | 0.74931 | East African detailed analysis — Nairobi (USD) | 0.74931 | 9202
MODULE 2¦17.14 | MODULE 2 | 17.14 | Supply and install angle beads, stop beads, movement beads and finish trims | m | 6.0858 | 0 | 7.1841 | 0 | 0% | 0% | 13.2699 | 0 | 7.4931 | 0.74931 | East African detailed analysis — Nairobi (USD) | 0.74931 | 9225
MODULE 2¦17.15 | MODULE 2 | 17.15 | Apply sealant between different wall finishes or adjoining components | m | 6.0858 | 0 | 7.1841 | 0 | 0% | 0% | 13.2699 | 0 | 7.4931 | 0.74931 | East African detailed analysis — Nairobi (USD) | 0.74931 | 9248
MODULE 2¦17.16 | MODULE 2 | 17.16 | Finish reveals, jambs, soffits and sills around openings | m² | 12.983 | 0 | 15.2241 | 0 | 0% | 0% | 28.2071 | 0 | 15.919 | 1.5919 | East African detailed analysis — Nairobi (USD) | 1.5919 | 9271
MODULE 2¦17.17 | MODULE 2 | 17.17 | Apply paint to the complete measured plastered reveal area | m² | 1.7223 | 0 | 4.4359 | 0 | 0% | 0% | 6.1582 | 0 | 3.819 | 0.3819 | East African detailed analysis — Nairobi (USD) | 0.3819 | 9294
MODULE 2¦18.01 | MODULE 2 | 18.01 | Supply and install suspended mineral-fibre tile ceiling, including grid and suspension | m² | 21.0771 | 0 | 24.0146 | 0 | 0% | 0% | 45.0917 | 0 | 25.4223 | 2.5422 | East African detailed analysis — Nairobi (USD) | 2.5422 | 9317
MODULE 2¦18.02 | MODULE 2 | 18.02 | Supply and install metal tile or linear metal ceiling, including grid and suspension | m² | 21.0771 | 0 | 24.0146 | 0 | 0% | 0% | 45.0917 | 0 | 25.4223 | 2.5422 | East African detailed analysis — Nairobi (USD) | 2.5422 | 9340
MODULE 2¦18.03 | MODULE 2 | 18.03 | Supply and install acoustic ceiling panels or rafts | m² | 57.4092 | 0 | 95.5965 | 0 | 0% | 0% | 153.0057 | 0 | 104.5154 | 10.4515 | East African detailed analysis — Nairobi (USD) | 10.4515 | 9363
MODULE 2¦18.04 | MODULE 2 | 18.04 | Supply and install suspended acoustic baffles | nr | 150.1159 | 0 | 173.1066 | 0 | 0% | 0% | 323.2226 | 0 | 186.0508 | 18.6051 | East African detailed analysis — Nairobi (USD) | 18.6051 | 9386
MODULE 2¦18.05 | MODULE 2 | 18.05 | Supply and install hygienic or moisture-resistant suspended ceiling system | m² | 10.3053 | 0 | 14.6845 | 0 | 0% | 0% | 24.9898 | 0 | 14.6037 | 1.4604 | East African detailed analysis — Nairobi (USD) | 1.4604 | 9409
MODULE 2¦18.06 | MODULE 2 | 18.06 | Construct suspended plasterboard ceiling on metal framing | m² | 10.3053 | 0 | 14.6845 | 0 | 0% | 0% | 24.9898 | 0 | 14.6037 | 1.4604 | East African detailed analysis — Nairobi (USD) | 1.4604 | 9432
MODULE 2¦18.07 | MODULE 2 | 18.07 | Construct fire-rated plasterboard ceiling to specified resistance | m² | 10.3053 | 0 | 14.6845 | 0 | 0% | 0% | 24.9898 | 0 | 14.6037 | 1.4604 | East African detailed analysis — Nairobi (USD) | 1.4604 | 9455
MODULE 2¦18.08 | MODULE 2 | 18.08 | Construct moisture-resistant plasterboard ceiling | m² | 10.3053 | 0 | 14.6845 | 0 | 0% | 0% | 24.9898 | 0 | 14.6037 | 1.4604 | East African detailed analysis — Nairobi (USD) | 1.4604 | 9478
MODULE 2¦18.09 | MODULE 2 | 18.09 | Apply paint finish to the complete plasterboard ceiling surface | m² | 10.3053 | 0 | 14.6845 | 0 | 0% | 0% | 24.9898 | 0 | 14.6037 | 1.4604 | East African detailed analysis — Nairobi (USD) | 1.4604 | 9501
MODULE 2¦18.1 | MODULE 2 | 18.1 | Form plasterboard bulkheads, vertical fascias, upstands or changes in ceiling level | m² | 211.1669 | 0 | 233.3172 | 0 | 0% | 0% | 444.4842 | 0 | 254.3537 | 25.4354 | East African detailed analysis — Nairobi (USD) | 25.4354 | 9524
MODULE 2¦18.11 | MODULE 2 | 18.11 | Apply paint finish to all measured bulkhead and fascia surfaces | m² | 1.7689 | 0 | 3.1228 | 0 | 0% | 0% | 4.8918 | 0 | 2.7729 | 0.27729 | East African detailed analysis — Nairobi (USD) | 0.27729 | 9547
MODULE 2¦18.12 | MODULE 2 | 18.12 | Form recessed ceiling margins, lighting troughs or shadow gaps | m | 6.0858 | 0 | 7.1841 | 0 | 0% | 0% | 13.2699 | 0 | 7.4931 | 0.74931 | East African detailed analysis — Nairobi (USD) | 0.74931 | 9570
MODULE 2¦18.13 | MODULE 2 | 18.13 | Provide proprietary ceiling access hatch, including frame and matching finish | nr | 150.1159 | 0 | 173.1066 | 0 | 0% | 0% | 323.2226 | 0 | 186.0508 | 18.6051 | East African detailed analysis — Nairobi (USD) | 18.6051 | 9593
MODULE 2¦18.14 | MODULE 2 | 18.14 | Provide ceiling perimeter angle, trim or shadow-gap profile | m | 6.0858 | 0 | 7.1841 | 0 | 0% | 0% | 13.2699 | 0 | 7.4931 | 0.74931 | East African detailed analysis — Nairobi (USD) | 0.74931 | 9616
MODULE 2¦18.15 | MODULE 2 | 18.15 | Form openings in ceiling for lighting, diffusers, detectors, speakers or services | nr | 22.7202 | 0 | 31.1206 | 0 | 0% | 0% | 53.8408 | 0 | 30.7728 | 3.0773 | East African detailed analysis — Nairobi (USD) | 3.0773 | 9639
MODULE 2¦18.16 | MODULE 2 | 18.16 | Apply paint finish to exposed structural soffit | m² | 1.7689 | 0 | 3.1228 | 0 | 0% | 0% | 4.8918 | 0 | 2.7729 | 0.27729 | East African detailed analysis — Nairobi (USD) | 0.27729 | 9662
MODULE 2¦18.17 | MODULE 2 | 18.17 | Provide acoustic or thermal insulation over the entire suspended-ceiling area | m² | 12.983 | 0 | 15.2241 | 0 | 0% | 0% | 28.2071 | 0 | 15.919 | 1.5919 | East African detailed analysis — Nairobi (USD) | 1.5919 | 9685
MODULE 3¦19.01 | MODULE 3 | 19.01 | Excavate drainage trenches to required depth and gradient, including trimming and preparation of formation | m³ | 0 | 0 | 9.5247 | 0 | 0% | 0% | 9.5247 | 0 | 10.151 | 1.0151 | East African detailed analysis — Nairobi (USD) | 1.0151 | 9708
MODULE 3¦19.02 | MODULE 3 | 19.02 | Cart away and dispose of surplus excavated material off site | m³ | 0 | 0 | 14.8841 | 0 | 0% | 0% | 14.8841 | 0 | 16.4289 | 1.6429 | East African detailed analysis — Nairobi (USD) | 1.6429 | 9731
MODULE 3¦19.03 | MODULE 3 | 19.03 | Supply, place and compact granular bed and surround to buried drainage pipes | m³ | 21.8207 | 0 | 28.1668 | 0 | 0% | 0% | 49.9875 | 0 | 30.2784 | 3.0278 | East African detailed analysis — Nairobi (USD) | 3.0278 | 9754
MODULE 3¦19.04 | MODULE 3 | 19.04 | Return, place and compact selected excavated material as trench backfill | m³ | 0 | 0 | 9.5247 | 0 | 0% | 0% | 9.5247 | 0 | 10.151 | 1.0151 | East African detailed analysis — Nairobi (USD) | 1.0151 | 9777
MODULE 3¦19.05 | MODULE 3 | 19.05 | Supply and lay below-ground foul drainage pipes, including jointing to invert | m | 4.8382 | 0 | 8.7895 | 0 | 0% | 0% | 13.6277 | 0 | 8.7249 | 0.87249 | East African detailed analysis — Nairobi (USD) | 0.87249 | 9800
MODULE 3¦19.06 | MODULE 3 | 19.06 | Supply and lay below-ground surface-water drainage pipes, including jointing | m | 3.7732 | 0 | 7.6713 | 0 | 0% | 0% | 11.4445 | 0 | 7.4948 | 0.74948 | East African detailed analysis — Nairobi (USD) | 0.74948 | 9823
MODULE 3¦19.07 | MODULE 3 | 19.07 | Supply and install inspection chambers, including base, chamber rings, cover slab and frame | nr | 977.5792 | 0 | 1068.4984 | 0 | 0% | 0% | 2046.0776 | 0 | 1160.8204 | 116.082 | East African detailed analysis — Nairobi (USD) | 116.082 | 9846
MODULE 3¦19.08 | MODULE 3 | 19.08 | Supply and install proprietary plastic inspection chambers, including cover and frame | nr | 977.5792 | 0 | 1068.4984 | 0 | 0% | 0% | 2046.0776 | 0 | 1160.8204 | 116.082 | East African detailed analysis — Nairobi (USD) | 116.082 | 9869
MODULE 3¦19.09 | MODULE 3 | 19.09 | Supply and install manholes, including base, benching, channels, step irons and cover | nr | 977.5792 | 0 | 1068.4984 | 0 | 0% | 0% | 2046.0776 | 0 | 1160.8204 | 116.082 | East African detailed analysis — Nairobi (USD) | 116.082 | 9892
MODULE 3¦19.1 | MODULE 3 | 19.1 | Supply and install rodding eyes and access fittings to buried drainage | nr | 111.9784 | 0 | 126.5417 | 0 | 0% | 0% | 238.5201 | 0 | 135.0858 | 13.5086 | East African detailed analysis — Nairobi (USD) | 13.5086 | 9915
MODULE 3¦19.11 | MODULE 3 | 19.11 | Supply and install gullies, including trapped gully, grating and back inlet | nr | 45.3478 | 0 | 60.0958 | 0 | 0% | 0% | 105.4436 | 0 | 59.478 | 5.9478 | East African detailed analysis — Nairobi (USD) | 5.9478 | 9938
MODULE 3¦19.12 | MODULE 3 | 19.12 | Supply and install channel drainage, including grating, outlet and end caps | m | 42.6816 | 0 | 47.4432 | 0 | 0% | 0% | 90.1248 | 0 | 51.0399 | 5.104 | East African detailed analysis — Nairobi (USD) | 5.104 | 9961
MODULE 3¦19.13 | MODULE 3 | 19.13 | Supply and install petrol/oil interceptor or separator, including chambers and connections | nr | 2976.9706 | 0 | 3338.1453 | 0 | 0% | 0% | 6315.1159 | 0 | 3653.4016 | 365.3402 | East African detailed analysis — Nairobi (USD) | 365.3402 | 9984
MODULE 3¦19.14 | MODULE 3 | 19.14 | Connect new drainage to existing sewer, manhole or drain, including making good | nr | 977.5792 | 0 | 1068.4984 | 0 | 0% | 0% | 2046.0776 | 0 | 1160.8204 | 116.082 | East African detailed analysis — Nairobi (USD) | 116.082 | 10007
MODULE 3¦19.15 | MODULE 3 | 19.15 | Supply and place concrete bed, haunch or surround to buried pipes where specified | m³ | 122.4053 | 0 | 152.2891 | 0 | 0% | 0% | 274.6945 | 0 | 164.5773 | 16.4577 | East African detailed analysis — Nairobi (USD) | 16.4577 | 10030
MODULE 3¦19.16 | MODULE 3 | 19.16 | Carry out CCTV survey, air and water testing of completed below-ground drainage | m | 3.2457 | 0 | 179.2195 | 0 | 0% | 0% | 182.4652 | 0 | 140.9832 | 14.0983 | East African detailed analysis — Nairobi (USD) | 14.0983 | 10053
MODULE 3¦20.01 | MODULE 3 | 20.01 | Supply and install uPVC soil and vent stack pipework, including fittings, brackets and jointing | m | 15.0116 | 0 | 18.4013 | 0 | 0% | 0% | 33.4129 | 0 | 18.8327 | 1.8833 | East African detailed analysis — Nairobi (USD) | 1.8833 | 10076
MODULE 3¦20.02 | MODULE 3 | 20.02 | Supply and install cast-iron soil and vent stack pipework, including fittings and brackets | m | 15.0116 | 0 | 18.4013 | 0 | 0% | 0% | 33.4129 | 0 | 18.8327 | 1.8833 | East African detailed analysis — Nairobi (USD) | 1.8833 | 10099
MODULE 3¦20.03 | MODULE 3 | 20.03 | Supply and install waste pipework from appliances to stack, including fittings and brackets | m | 15.0116 | 0 | 18.4013 | 0 | 0% | 0% | 33.4129 | 0 | 18.8327 | 1.8833 | East African detailed analysis — Nairobi (USD) | 1.8833 | 10122
MODULE 3¦20.04 | MODULE 3 | 20.04 | Supply and install ventilating pipework to appliances and branches | m | 4.8382 | 0 | 8.7895 | 0 | 0% | 0% | 13.6277 | 0 | 8.7249 | 0.87249 | East African detailed analysis — Nairobi (USD) | 0.87249 | 10145
MODULE 3¦20.05 | MODULE 3 | 20.05 | Supply and install air-admittance valves to waste or vent terminations | nr | 28.806 | 0 | 35.3468 | 0 | 0% | 0% | 64.1528 | 0 | 36.582 | 3.6582 | East African detailed analysis — Nairobi (USD) | 3.6582 | 10168
MODULE 3¦20.06 | MODULE 3 | 20.06 | Supply and install appliance traps, including seals and connections | nr | 111.9784 | 0 | 126.5417 | 0 | 0% | 0% | 238.5201 | 0 | 135.0858 | 13.5086 | East African detailed analysis — Nairobi (USD) | 13.5086 | 10191
MODULE 3¦20.07 | MODULE 3 | 20.07 | Supply and install access fittings, rodding points and inspection doors to above-ground drainage | nr | 111.9784 | 0 | 126.5417 | 0 | 0% | 0% | 238.5201 | 0 | 135.0858 | 13.5086 | East African detailed analysis — Nairobi (USD) | 13.5086 | 10214
MODULE 3¦20.08 | MODULE 3 | 20.08 | Supply and install stack terminations, vent cowls or weathering slates at roof level | nr | 111.9784 | 0 | 126.5417 | 0 | 0% | 0% | 238.5201 | 0 | 135.0858 | 13.5086 | East African detailed analysis — Nairobi (USD) | 13.5086 | 10237
MODULE 3¦20.09 | MODULE 3 | 20.09 | Supply and install pipe support brackets, fixings and stack anchors | nr | 15.0116 | 0 | 18.4013 | 0 | 0% | 0% | 33.4129 | 0 | 18.8327 | 1.8833 | East African detailed analysis — Nairobi (USD) | 1.8833 | 10260
MODULE 3¦20.1 | MODULE 3 | 20.1 | Form and fire-stop pipe penetrations through floors and walls, including sleeves | nr | 37.3261 | 0 | 49.1731 | 0 | 0% | 0% | 86.4992 | 0 | 52.6658 | 5.2666 | East African detailed analysis — Nairobi (USD) | 5.2666 | 10283
MODULE 3¦20.11 | MODULE 3 | 20.11 | Supply and install intumescent pipe collars or wraps to fire-rated penetrations | nr | 110.1236 | 0 | 157.2836 | 0 | 0% | 0% | 267.4073 | 0 | 168.0582 | 16.8058 | East African detailed analysis — Nairobi (USD) | 16.8058 | 10306
MODULE 3¦20.12 | MODULE 3 | 20.12 | Supply and install condensate drainage pipework and connections | m | 4.8382 | 0 | 8.7895 | 0 | 0% | 0% | 13.6277 | 0 | 8.7249 | 0.87249 | East African detailed analysis — Nairobi (USD) | 0.87249 | 10329
MODULE 3¦20.13 | MODULE 3 | 20.13 | Supply and install pumped or macerator discharge pipework, including pump unit | nr | 2976.9706 | 0 | 3394.5595 | 0 | 0% | 0% | 6371.5301 | 0 | 3717.8799 | 371.788 | East African detailed analysis — Nairobi (USD) | 371.788 | 10352
MODULE 3¦20.14 | MODULE 3 | 20.14 | Carry out smoke or air testing of completed above-ground drainage | m | 4.8382 | 0 | 8.7895 | 0 | 0% | 0% | 13.6277 | 0 | 8.7249 | 0.87249 | East African detailed analysis — Nairobi (USD) | 0.87249 | 10375
MODULE 3¦21.01 | MODULE 3 | 21.01 | Supply and install eaves gutters, including brackets, unions, stop ends and outlets | m | 15.0116 | 0 | 18.4013 | 0 | 0% | 0% | 33.4129 | 0 | 18.8327 | 1.8833 | East African detailed analysis — Nairobi (USD) | 1.8833 | 10398
MODULE 3¦21.02 | MODULE 3 | 21.02 | Supply and install valley or parapet gutters, including outlets and jointing | m | 6.0858 | 0 | 7.1841 | 0 | 0% | 0% | 13.2699 | 0 | 7.4931 | 0.74931 | East African detailed analysis — Nairobi (USD) | 0.74931 | 10421
MODULE 3¦21.03 | MODULE 3 | 21.03 | Supply and install rainwater downpipes, including fittings, brackets and shoes | m | 15.0116 | 0 | 18.4013 | 0 | 0% | 0% | 33.4129 | 0 | 18.8327 | 1.8833 | East African detailed analysis — Nairobi (USD) | 1.8833 | 10444
MODULE 3¦21.04 | MODULE 3 | 21.04 | Supply and install rainwater outlets, including gratings, clamps and connections | nr | 13.7944 | 0 | 21.7485 | 0 | 0% | 0% | 35.5429 | 0 | 20.4635 | 2.0463 | East African detailed analysis — Nairobi (USD) | 2.0463 | 10467
MODULE 3¦21.05 | MODULE 3 | 21.05 | Supply and install syphonic roof outlets, including baffle and clamping | nr | 13.7944 | 0 | 21.7485 | 0 | 0% | 0% | 35.5429 | 0 | 20.4635 | 2.0463 | East African detailed analysis — Nairobi (USD) | 2.0463 | 10490
MODULE 3¦21.06 | MODULE 3 | 21.06 | Supply and install rainwater hoppers or funnels | nr | 45.3478 | 0 | 60.0958 | 0 | 0% | 0% | 105.4436 | 0 | 59.478 | 5.9478 | East African detailed analysis — Nairobi (USD) | 5.9478 | 10513
MODULE 3¦21.07 | MODULE 3 | 21.07 | Supply and install leaf guards, balloon gratings or gutter guards | nr | 110.1236 | 0 | 157.2836 | 0 | 0% | 0% | 267.4073 | 0 | 168.0582 | 16.8058 | East African detailed analysis — Nairobi (USD) | 16.8058 | 10536
MODULE 3¦21.08 | MODULE 3 | 21.08 | Supply and install rainwater shoes, back inlets and connections to below-ground drainage | nr | 110.1236 | 0 | 157.2836 | 0 | 0% | 0% | 267.4073 | 0 | 168.0582 | 16.8058 | East African detailed analysis — Nairobi (USD) | 16.8058 | 10559
MODULE 3¦21.09 | MODULE 3 | 21.09 | Supply and install overflow or emergency outlets and warning pipes | nr | 13.7944 | 0 | 21.7485 | 0 | 0% | 0% | 35.5429 | 0 | 20.4635 | 2.0463 | East African detailed analysis — Nairobi (USD) | 2.0463 | 10582
MODULE 3¦21.1 | MODULE 3 | 21.1 | Supply and install pipe support brackets and fixings to rainwater goods | nr | 15.0116 | 0 | 18.4013 | 0 | 0% | 0% | 33.4129 | 0 | 18.8327 | 1.8833 | East African detailed analysis — Nairobi (USD) | 1.8833 | 10605
MODULE 3¦21.11 | MODULE 3 | 21.11 | Carry out testing and flow-checking of completed rainwater installation | m | 6.0858 | 0 | 7.1841 | 0 | 0% | 0% | 13.2699 | 0 | 7.4931 | 0.74931 | East African detailed analysis — Nairobi (USD) | 0.74931 | 10628
MODULE 3¦22.01 | MODULE 3 | 22.01 | Supply and install incoming cold-water service main, including stop tap and connection | m | 6.0858 | 0 | 7.1841 | 0 | 0% | 0% | 13.2699 | 0 | 7.4931 | 0.74931 | East African detailed analysis — Nairobi (USD) | 0.74931 | 10651
MODULE 3¦22.02 | MODULE 3 | 22.02 | Supply and install cold-water storage tank/cistern, including cover, insulation and connections | nr | 2276.507 | 0 | 2692.4961 | 0 | 0% | 0% | 4969.0031 | 0 | 2945.658 | 294.5658 | East African detailed analysis — Nairobi (USD) | 294.5658 | 10674
MODULE 3¦22.03 | MODULE 3 | 22.03 | Supply and install cold-water distribution pipework in copper, including fittings and brackets | m | 45.3478 | 0 | 60.0958 | 0 | 0% | 0% | 105.4436 | 0 | 59.478 | 5.9478 | East African detailed analysis — Nairobi (USD) | 5.9478 | 10697
MODULE 3¦22.04 | MODULE 3 | 22.04 | Supply and install cold-water distribution pipework in plastic (PEX/PB), including fittings | m | 3.7732 | 0 | 7.6713 | 0 | 0% | 0% | 11.4445 | 0 | 7.4948 | 0.74948 | East African detailed analysis — Nairobi (USD) | 0.74948 | 10720
MODULE 3¦22.05 | MODULE 3 | 22.05 | Supply and install isolation, gate and stop valves to cold-water pipework | nr | 96.3292 | 0 | 109.4919 | 0 | 0% | 0% | 205.8211 | 0 | 116.3139 | 11.6314 | East African detailed analysis — Nairobi (USD) | 11.6314 | 10743
MODULE 3¦22.06 | MODULE 3 | 22.06 | Supply and install pressure-reducing valves, strainers and check valves | nr | 96.3292 | 0 | 109.4919 | 0 | 0% | 0% | 205.8211 | 0 | 116.3139 | 11.6314 | East African detailed analysis — Nairobi (USD) | 11.6314 | 10766
MODULE 3¦22.07 | MODULE 3 | 22.07 | Supply and install booster pump set or pressurisation unit, including controls | nr | 2976.9706 | 0 | 3394.5595 | 0 | 0% | 0% | 6371.5301 | 0 | 3717.8799 | 371.788 | East African detailed analysis — Nairobi (USD) | 371.788 | 10789
MODULE 3¦22.08 | MODULE 3 | 22.08 | Supply and install water meters and associated fittings | nr | 110.1236 | 0 | 157.2836 | 0 | 0% | 0% | 267.4073 | 0 | 168.0582 | 16.8058 | East African detailed analysis — Nairobi (USD) | 16.8058 | 10812
MODULE 3¦22.09 | MODULE 3 | 22.09 | Supply and install backflow-prevention devices to specified fluid category | nr | 110.1236 | 0 | 157.2836 | 0 | 0% | 0% | 267.4073 | 0 | 168.0582 | 16.8058 | East African detailed analysis — Nairobi (USD) | 16.8058 | 10835
MODULE 3¦22.1 | MODULE 3 | 22.1 | Supply and install tank float valves, overflow and warning pipes | nr | 2276.507 | 0 | 2692.4961 | 0 | 0% | 0% | 4969.0031 | 0 | 2945.658 | 294.5658 | East African detailed analysis — Nairobi (USD) | 294.5658 | 10858
MODULE 3¦22.11 | MODULE 3 | 22.11 | Supply and install pipe supports, brackets and fixings to cold-water pipework | nr | 15.0116 | 0 | 18.4013 | 0 | 0% | 0% | 33.4129 | 0 | 18.8327 | 1.8833 | East African detailed analysis — Nairobi (USD) | 1.8833 | 10881
MODULE 3¦22.12 | MODULE 3 | 22.12 | Carry out pressure testing, flushing, chlorination and sampling of cold-water system | m | 6.0858 | 0 | 7.1841 | 0 | 0% | 0% | 13.2699 | 0 | 7.4931 | 0.74931 | East African detailed analysis — Nairobi (USD) | 0.74931 | 10904
MODULE 3¦23.01 | MODULE 3 | 23.01 | Supply and install hot-water storage cylinder or calorifier, including connections and controls | nr | 2276.507 | 0 | 2692.4961 | 0 | 0% | 0% | 4969.0031 | 0 | 2945.658 | 294.5658 | East African detailed analysis — Nairobi (USD) | 294.5658 | 10927
MODULE 3¦23.02 | MODULE 3 | 23.02 | Supply and install instantaneous or point-of-use water heater | nr | 110.1236 | 0 | 157.2836 | 0 | 0% | 0% | 267.4073 | 0 | 168.0582 | 16.8058 | East African detailed analysis — Nairobi (USD) | 16.8058 | 10950
MODULE 3¦23.03 | MODULE 3 | 23.03 | Supply and install hot-water distribution pipework in copper, including fittings and brackets | m | 45.3478 | 0 | 60.0958 | 0 | 0% | 0% | 105.4436 | 0 | 59.478 | 5.9478 | East African detailed analysis — Nairobi (USD) | 5.9478 | 10973
MODULE 3¦23.04 | MODULE 3 | 23.04 | Supply and install hot-water distribution pipework in plastic, including fittings | m | 3.7732 | 0 | 7.6713 | 0 | 0% | 0% | 11.4445 | 0 | 7.4948 | 0.74948 | East African detailed analysis — Nairobi (USD) | 0.74948 | 10996
MODULE 3¦23.05 | MODULE 3 | 23.05 | Supply and install secondary hot-water circulation pipework, including fittings | m | 3.7732 | 0 | 7.6713 | 0 | 0% | 0% | 11.4445 | 0 | 7.4948 | 0.74948 | East African detailed analysis — Nairobi (USD) | 0.74948 | 11019
MODULE 3¦23.06 | MODULE 3 | 23.06 | Supply and install hot-water circulation pump and controls | nr | 2976.9706 | 0 | 3394.5595 | 0 | 0% | 0% | 6371.5301 | 0 | 3717.8799 | 371.788 | East African detailed analysis — Nairobi (USD) | 371.788 | 11042
MODULE 3¦23.07 | MODULE 3 | 23.07 | Supply and install isolation, regulating and drain valves to hot-water pipework | nr | 96.3292 | 0 | 109.4919 | 0 | 0% | 0% | 205.8211 | 0 | 116.3139 | 11.6314 | East African detailed analysis — Nairobi (USD) | 11.6314 | 11065
MODULE 3¦23.08 | MODULE 3 | 23.08 | Supply and install thermostatic mixing valves and blending valves | nr | 96.3292 | 0 | 109.4919 | 0 | 0% | 0% | 205.8211 | 0 | 116.3139 | 11.6314 | East African detailed analysis — Nairobi (USD) | 11.6314 | 11088
MODULE 3¦23.09 | MODULE 3 | 23.09 | Supply and install expansion vessels, temperature/pressure-relief valves and tundishes | nr | 2276.507 | 0 | 2692.4961 | 0 | 0% | 0% | 4969.0031 | 0 | 2945.658 | 294.5658 | East African detailed analysis — Nairobi (USD) | 294.5658 | 11111
MODULE 3¦23.1 | MODULE 3 | 23.1 | Supply and install immersion heaters and associated controls | nr | 110.1236 | 0 | 157.2836 | 0 | 0% | 0% | 267.4073 | 0 | 168.0582 | 16.8058 | East African detailed analysis — Nairobi (USD) | 16.8058 | 11134
MODULE 3¦23.11 | MODULE 3 | 23.11 | Supply and install pipe supports, brackets and fixings to hot-water pipework | nr | 15.0116 | 0 | 18.4013 | 0 | 0% | 0% | 33.4129 | 0 | 18.8327 | 1.8833 | East African detailed analysis — Nairobi (USD) | 1.8833 | 11157
MODULE 3¦23.12 | MODULE 3 | 23.12 | Carry out testing, flushing and thermal commissioning of hot-water system | m | 6.0858 | 0 | 7.1841 | 0 | 0% | 0% | 13.2699 | 0 | 7.4931 | 0.74931 | East African detailed analysis — Nairobi (USD) | 0.74931 | 11180
MODULE 3¦24.01 | MODULE 3 | 24.01 | Supply and install WC suite, including pan, cistern, seat, connections and fixings | nr | 298.3771 | 0 | 388.5665 | 0 | 0% | 0% | 686.9436 | 0 | 420.7798 | 42.078 | East African detailed analysis — Nairobi (USD) | 42.078 | 11203
MODULE 3¦24.02 | MODULE 3 | 24.02 | Supply and install wall-hung WC and concealed cistern with support frame | nr | 298.3771 | 0 | 388.5665 | 0 | 0% | 0% | 686.9436 | 0 | 420.7798 | 42.078 | East African detailed analysis — Nairobi (USD) | 42.078 | 11226
MODULE 3¦24.03 | MODULE 3 | 24.03 | Supply and install urinal, including bowl or slab, flush system and waste | nr | 110.1236 | 0 | 157.2836 | 0 | 0% | 0% | 267.4073 | 0 | 168.0582 | 16.8058 | East African detailed analysis — Nairobi (USD) | 16.8058 | 11249
MODULE 3¦24.04 | MODULE 3 | 24.04 | Supply and install wash-hand basin, including taps, waste, trap and brackets | nr | 15.0116 | 0 | 18.4013 | 0 | 0% | 0% | 33.4129 | 0 | 18.8327 | 1.8833 | East African detailed analysis — Nairobi (USD) | 1.8833 | 11272
MODULE 3¦24.05 | MODULE 3 | 24.05 | Supply and install vanity or countertop basin, including taps and waste | nr | 217.2334 | 0 | 300.1198 | 0 | 0% | 0% | 517.3532 | 0 | 324.8804 | 32.488 | East African detailed analysis — Nairobi (USD) | 32.488 | 11295
MODULE 3¦24.06 | MODULE 3 | 24.06 | Supply and install sink unit, including taps, waste, trap and connections | nr | 217.2334 | 0 | 300.1198 | 0 | 0% | 0% | 517.3532 | 0 | 324.8804 | 32.488 | East African detailed analysis — Nairobi (USD) | 32.488 | 11318
MODULE 3¦24.07 | MODULE 3 | 24.07 | Supply and install shower tray, enclosure, valve and rose, including waste | nr | 241.5765 | 0 | 328.9258 | 0 | 0% | 0% | 570.5023 | 0 | 355.175 | 35.5175 | East African detailed analysis — Nairobi (USD) | 35.5175 | 11341
MODULE 3¦24.08 | MODULE 3 | 24.08 | Supply and install bath, including taps, waste, trap and panel | nr | 110.1236 | 0 | 157.2836 | 0 | 0% | 0% | 267.4073 | 0 | 168.0582 | 16.8058 | East African detailed analysis — Nairobi (USD) | 16.8058 | 11364
MODULE 3¦24.09 | MODULE 3 | 24.09 | Supply and install cleaner's sink or bucket sink, including taps and waste | nr | 217.2334 | 0 | 300.1198 | 0 | 0% | 0% | 517.3532 | 0 | 324.8804 | 32.488 | East African detailed analysis — Nairobi (USD) | 32.488 | 11387
MODULE 3¦24.1 | MODULE 3 | 24.1 | Supply and install drinking-water fountain or bottle filler, including connections | nr | 110.1236 | 0 | 157.2836 | 0 | 0% | 0% | 267.4073 | 0 | 168.0582 | 16.8058 | East African detailed analysis — Nairobi (USD) | 16.8058 | 11410
MODULE 3¦24.11 | MODULE 3 | 24.11 | Supply and install accessible/disabled sanitary appliances and support fixings | nr | 110.1236 | 0 | 157.2836 | 0 | 0% | 0% | 267.4073 | 0 | 168.0582 | 16.8058 | East African detailed analysis — Nairobi (USD) | 16.8058 | 11433
MODULE 3¦24.12 | MODULE 3 | 24.12 | Supply and install grab rails, support rails and associated fixings | nr | 110.1236 | 0 | 157.2836 | 0 | 0% | 0% | 267.4073 | 0 | 168.0582 | 16.8058 | East African detailed analysis — Nairobi (USD) | 16.8058 | 11456
MODULE 3¦24.13 | MODULE 3 | 24.13 | Supply and install taps, mixers, spray heads and flow regulators to appliances | nr | 1705.4096 | 0 | 2009.3818 | 0 | 0% | 0% | 3714.7913 | 0 | 2192.8083 | 219.2808 | East African detailed analysis — Nairobi (USD) | 219.2808 | 11479
MODULE 3¦24.14 | MODULE 3 | 24.14 | Supply and install waste fittings, traps and connections to appliances | nr | 110.1236 | 0 | 157.2836 | 0 | 0% | 0% | 267.4073 | 0 | 168.0582 | 16.8058 | East African detailed analysis — Nairobi (USD) | 16.8058 | 11502
MODULE 3¦24.15 | MODULE 3 | 24.15 | Supply and install sanitary accessories (dispensers, dryers, mirrors, shelves) | nr | 161.2249 | 0 | 211.4326 | 0 | 0% | 0% | 372.6575 | 0 | 231.7744 | 23.1774 | East African detailed analysis — Nairobi (USD) | 23.1774 | 11525
MODULE 3¦24.16 | MODULE 3 | 24.16 | Connect appliances to hot, cold and waste services, including commissioning | nr | 110.1236 | 0 | 157.2836 | 0 | 0% | 0% | 267.4073 | 0 | 168.0582 | 16.8058 | East African detailed analysis — Nairobi (USD) | 16.8058 | 11548
MODULE 3¦25.01 | MODULE 3 | 25.01 | Supply and install thermal insulation to hot and cold water pipework, including finish | m | 3.7732 | 0 | 7.6713 | 0 | 0% | 0% | 11.4445 | 0 | 7.4948 | 0.74948 | East African detailed analysis — Nairobi (USD) | 0.74948 | 11571
MODULE 3¦25.02 | MODULE 3 | 25.02 | Supply and install anti-condensation insulation to cold-water and waste pipework | m | 3.7732 | 0 | 7.6713 | 0 | 0% | 0% | 11.4445 | 0 | 7.4948 | 0.74948 | East African detailed analysis — Nairobi (USD) | 0.74948 | 11594
MODULE 3¦25.03 | MODULE 3 | 25.03 | Supply and install frost protection or trace heating to exposed pipework | m | 4.8382 | 0 | 8.7895 | 0 | 0% | 0% | 13.6277 | 0 | 8.7249 | 0.87249 | East African detailed analysis — Nairobi (USD) | 0.87249 | 11617
MODULE 3¦25.04 | MODULE 3 | 25.04 | Supply and install insulation jackets to tanks, cylinders and calorifiers | nr | 2276.507 | 0 | 2692.4961 | 0 | 0% | 0% | 4969.0031 | 0 | 2945.658 | 294.5658 | East African detailed analysis — Nairobi (USD) | 294.5658 | 11640
MODULE 3¦25.05 | MODULE 3 | 25.05 | Provide pipework identification, labelling and flow-direction marking | m | 4.8382 | 0 | 8.7895 | 0 | 0% | 0% | 13.6277 | 0 | 8.7249 | 0.87249 | East African detailed analysis — Nairobi (USD) | 0.87249 | 11663
MODULE 3¦25.06 | MODULE 3 | 25.06 | Provide valve charts, tags and identification labels | nr | 96.3292 | 0 | 109.4919 | 0 | 0% | 0% | 205.8211 | 0 | 116.3139 | 11.6314 | East African detailed analysis — Nairobi (USD) | 11.6314 | 11686
MODULE 3¦25.07 | MODULE 3 | 25.07 | Supply and install pipe sleeves through walls, floors and structure | nr | 110.1236 | 0 | 157.2836 | 0 | 0% | 0% | 267.4073 | 0 | 168.0582 | 16.8058 | East African detailed analysis — Nairobi (USD) | 16.8058 | 11709
MODULE 3¦25.08 | MODULE 3 | 25.08 | Provide fire-stopping and intumescent sealing to plumbing service penetrations | nr | 37.3261 | 0 | 49.1731 | 0 | 0% | 0% | 86.4992 | 0 | 52.6658 | 5.2666 | East African detailed analysis — Nairobi (USD) | 5.2666 | 11732
MODULE 3¦25.09 | MODULE 3 | 25.09 | Supply and install access panels for concealed valves and fittings | nr | 96.3292 | 0 | 109.4919 | 0 | 0% | 0% | 205.8211 | 0 | 116.3139 | 11.6314 | East African detailed analysis — Nairobi (USD) | 11.6314 | 11755
MODULE 3¦25.1 | MODULE 3 | 25.1 | Supply and install builder's-work supports, plinths and equipment bases | nr | 110.1236 | 0 | 157.2836 | 0 | 0% | 0% | 267.4073 | 0 | 168.0582 | 16.8058 | East African detailed analysis — Nairobi (USD) | 16.8058 | 11778
MODULE 3¦25.11 | MODULE 3 | 25.11 | Provide testing, commissioning and certification of complete plumbing installation | item | 110.1236 | 0 | 157.2836 | 0 | 0% | 0% | 267.4073 | 0 | 168.0582 | 16.8058 | East African detailed analysis — Nairobi (USD) | 16.8058 | 11801
MODULE 3¦25.12 | MODULE 3 | 25.12 | Provide record drawings, O&M manuals and operative training | item | 25.908 | 0 | 255.1787 | 0 | 0% | 0% | 281.0867 | 0 | 234.6861 | 23.4686 | East African detailed analysis — Nairobi (USD) | 23.4686 | 11824
MODULE 4¦26.01 | MODULE 4 | 26.01 | Supply and install main LV switchboard/panel board, including incomer, bus-bars and outgoing ways | nr | 9650.0773 | 0 | 10739.2272 | 0 | 0% | 0% | 20389.3045 | 0 | 11707.8466 | 1170.7847 | East African detailed analysis — Nairobi (USD) | 1170.7847 | 11847
MODULE 4¦26.02 | MODULE 4 | 26.02 | Supply and install main incoming isolator or switch-fuse, including connections | nr | 6.0858 | 0 | 11.1041 | 0 | 0% | 0% | 17.1899 | 0 | 9.9045 | 0.99045 | East African detailed analysis — Nairobi (USD) | 0.99045 | 11870
MODULE 4¦26.03 | MODULE 4 | 26.03 | Supply and install metering panel, current transformers and utility metering equipment | nr | 1532.4575 | 0 | 1776.391 | 0 | 0% | 0% | 3308.8485 | 0 | 1922.0354 | 192.2035 | East African detailed analysis — Nairobi (USD) | 192.2035 | 11893
MODULE 4¦26.04 | MODULE 4 | 26.04 | Supply and install power-factor-correction equipment, including capacitors and controls | nr | 3660.7419 | 0 | 4079.0958 | 0 | 0% | 0% | 7739.8377 | 0 | 4444.6822 | 444.4682 | East African detailed analysis — Nairobi (USD) | 444.4682 | 11916
MODULE 4¦26.05 | MODULE 4 | 26.05 | Supply and install standby generator, including base, controls and connections | nr | 19787.4807 | 0 | 22482.4189 | 0 | 0% | 0% | 42269.8995 | 0 | 24676.4896 | 2467.649 | East African detailed analysis — Nairobi (USD) | 2467.649 | 11939
MODULE 4¦26.06 | MODULE 4 | 26.06 | Supply and install automatic transfer switch or changeover panel, including controls | nr | 6.0858 | 0 | 11.1041 | 0 | 0% | 0% | 17.1899 | 0 | 9.9045 | 0.99045 | East African detailed analysis — Nairobi (USD) | 0.99045 | 11962
MODULE 4¦26.07 | MODULE 4 | 26.07 | Supply and install uninterruptible power supply (UPS), including batteries and bypass | nr | 2779.1731 | 0 | 3133.3559 | 0 | 0% | 0% | 5912.529 | 0 | 3415.143 | 341.5143 | East African detailed analysis — Nairobi (USD) | 341.5143 | 11985
MODULE 4¦26.08 | MODULE 4 | 26.08 | Supply and install surge-protection devices to main and sub-distribution | nr | 171.677 | 0 | 189.0321 | 0 | 0% | 0% | 360.709 | 0 | 203.6674 | 20.3667 | East African detailed analysis — Nairobi (USD) | 20.3667 | 12008
MODULE 4¦26.09 | MODULE 4 | 26.09 | Supply and install LV busbar trunking or rising main, including tap-off units | m | 9.3315 | 0 | 10.9747 | 0 | 0% | 0% | 20.3062 | 0 | 11.451 | 1.1451 | East African detailed analysis — Nairobi (USD) | 1.1451 | 12031
MODULE 4¦26.1 | MODULE 4 | 26.1 | Supply and install main supply cables from origin to main switchboard, including terminations | m | 1.3592 | 0 | 2.4936 | 0 | 0% | 0% | 3.8527 | 0 | 2.3889 | 0.23889 | East African detailed analysis — Nairobi (USD) | 0.23889 | 12054
MODULE 4¦26.11 | MODULE 4 | 26.11 | Supply and install cable glands, terminations and connections to switchgear | nr | 28.806 | 0 | 35.3468 | 0 | 0% | 0% | 64.1528 | 0 | 36.582 | 3.6582 | East African detailed analysis — Nairobi (USD) | 3.6582 | 12077
MODULE 4¦26.12 | MODULE 4 | 26.12 | Carry out primary injection testing and commissioning of LV switchgear | nr | 23.8794 | 0 | 95.0116 | 0 | 0% | 0% | 118.891 | 0 | 94.2374 | 9.4237 | East African detailed analysis — Nairobi (USD) | 9.4237 | 12100
MODULE 4¦27.01 | MODULE 4 | 27.01 | Supply and install sub-main distribution boards, including MCCB/MCB ways | nr | 899.459 | 0 | 1111.7427 | 0 | 0% | 0% | 2011.2017 | 0 | 1190.9221 | 119.0922 | East African detailed analysis — Nairobi (USD) | 119.0922 | 12123
MODULE 4¦27.02 | MODULE 4 | 27.02 | Supply and install final distribution boards or consumer units, including protective devices | nr | 899.459 | 0 | 1111.7427 | 0 | 0% | 0% | 2011.2017 | 0 | 1190.9221 | 119.0922 | East African detailed analysis — Nairobi (USD) | 119.0922 | 12146
MODULE 4¦27.03 | MODULE 4 | 27.03 | Supply and install sub-main cables between switchboard and distribution boards, including terminations | m | 1.3592 | 0 | 2.4936 | 0 | 0% | 0% | 3.8527 | 0 | 2.3889 | 0.23889 | East African detailed analysis — Nairobi (USD) | 0.23889 | 12169
MODULE 4¦27.04 | MODULE 4 | 27.04 | Supply and install miniature and moulded-case circuit breakers within boards | nr | 48.1646 | 0 | 56.6779 | 0 | 0% | 0% | 104.8425 | 0 | 59.5075 | 5.9508 | East African detailed analysis — Nairobi (USD) | 5.9508 | 12192
MODULE 4¦27.05 | MODULE 4 | 27.05 | Supply and install residual-current devices (RCD/RCBO) within boards | nr | 48.1646 | 0 | 56.6779 | 0 | 0% | 0% | 104.8425 | 0 | 59.5075 | 5.9508 | East African detailed analysis — Nairobi (USD) | 5.9508 | 12215
MODULE 4¦27.06 | MODULE 4 | 27.06 | Supply and install local isolators, switch-disconnectors and fused connection units | nr | 6.0858 | 0 | 11.1041 | 0 | 0% | 0% | 17.1899 | 0 | 9.9045 | 0.99045 | East African detailed analysis — Nairobi (USD) | 0.99045 | 12238
MODULE 4¦27.07 | MODULE 4 | 27.07 | Supply and install contactors, timeclocks and control gear within boards | nr | 123.9181 | 0 | 136.2191 | 0 | 0% | 0% | 260.1372 | 0 | 147.0028 | 14.7003 | East African detailed analysis — Nairobi (USD) | 14.7003 | 12261
MODULE 4¦27.08 | MODULE 4 | 27.08 | Supply and install board labelling, schedules and circuit identification | nr | 123.9181 | 0 | 166.0491 | 0 | 0% | 0% | 289.9672 | 0 | 177.5429 | 17.7543 | East African detailed analysis — Nairobi (USD) | 17.7543 | 12284
MODULE 4¦27.09 | MODULE 4 | 27.09 | Supply and install cable glands and terminations to distribution boards | nr | 28.806 | 0 | 35.3468 | 0 | 0% | 0% | 64.1528 | 0 | 36.582 | 3.6582 | East African detailed analysis — Nairobi (USD) | 3.6582 | 12307
MODULE 4¦27.1 | MODULE 4 | 27.1 | Carry out testing and commissioning of distribution boards and sub-mains | nr | 23.8794 | 0 | 95.0116 | 0 | 0% | 0% | 118.891 | 0 | 94.2374 | 9.4237 | East African detailed analysis — Nairobi (USD) | 9.4237 | 12330
MODULE 4¦28.01 | MODULE 4 | 28.01 | Supply and install cable tray, including bends, tees, fixings and supports | m | 16.5533 | 0 | 19.6414 | 0 | 0% | 0% | 36.1947 | 0 | 20.8291 | 2.0829 | East African detailed analysis — Nairobi (USD) | 2.0829 | 12353
MODULE 4¦28.02 | MODULE 4 | 28.02 | Supply and install cable ladder, including accessories, fixings and supports | m | 16.5533 | 0 | 19.6414 | 0 | 0% | 0% | 36.1947 | 0 | 20.8291 | 2.0829 | East African detailed analysis — Nairobi (USD) | 2.0829 | 12376
MODULE 4¦28.03 | MODULE 4 | 28.03 | Supply and install cable basket or wire-mesh tray, including accessories and supports | m | 1.3592 | 0 | 2.4936 | 0 | 0% | 0% | 3.8527 | 0 | 2.3889 | 0.23889 | East African detailed analysis — Nairobi (USD) | 0.23889 | 12399
MODULE 4¦28.04 | MODULE 4 | 28.04 | Supply and install steel or galvanised conduit, including fittings, boxes and fixings | m | 2.5357 | 0 | 3.557 | 0 | 0% | 0% | 6.0928 | 0 | 3.4429 | 0.34429 | East African detailed analysis — Nairobi (USD) | 0.34429 | 12422
MODULE 4¦28.05 | MODULE 4 | 28.05 | Supply and install PVC conduit, including fittings, boxes and fixings | m | 2.5357 | 0 | 3.557 | 0 | 0% | 0% | 6.0928 | 0 | 3.4429 | 0.34429 | East African detailed analysis — Nairobi (USD) | 0.34429 | 12445
MODULE 4¦28.06 | MODULE 4 | 28.06 | Supply and install flexible conduit connections to equipment | m | 2.5357 | 0 | 3.557 | 0 | 0% | 0% | 6.0928 | 0 | 3.4429 | 0.34429 | East African detailed analysis — Nairobi (USD) | 0.34429 | 12468
MODULE 4¦28.07 | MODULE 4 | 28.07 | Supply and install cable trunking, including bends, tees, dividers and fixings | m | 9.3315 | 0 | 10.9747 | 0 | 0% | 0% | 20.3062 | 0 | 11.451 | 1.1451 | East African detailed analysis — Nairobi (USD) | 1.1451 | 12491
MODULE 4¦28.08 | MODULE 4 | 28.08 | Supply and install dado, skirting or bench trunking, including accessory boxes | m | 9.3315 | 0 | 10.9747 | 0 | 0% | 0% | 20.3062 | 0 | 11.451 | 1.1451 | East African detailed analysis — Nairobi (USD) | 1.1451 | 12514
MODULE 4¦28.09 | MODULE 4 | 28.09 | Supply and install underfloor or floor-box containment and outlet boxes | nr | 13.7944 | 0 | 21.7485 | 0 | 0% | 0% | 35.5429 | 0 | 20.4635 | 2.0463 | East African detailed analysis — Nairobi (USD) | 2.0463 | 12537
MODULE 4¦28.1 | MODULE 4 | 28.1 | Supply and install cable cleats, ties, supports and fixings | nr | 123.9181 | 0 | 166.0491 | 0 | 0% | 0% | 289.9672 | 0 | 177.5429 | 17.7543 | East African detailed analysis — Nairobi (USD) | 17.7543 | 12560
MODULE 4¦28.11 | MODULE 4 | 28.11 | Form and fire-stop containment penetrations through walls and floors | nr | 37.3261 | 0 | 49.1731 | 0 | 0% | 0% | 86.4992 | 0 | 52.6658 | 5.2666 | East African detailed analysis — Nairobi (USD) | 5.2666 | 12583
MODULE 4¦29.01 | MODULE 4 | 29.01 | Supply and install LV power cables (XLPE/SWA) on containment, including terminations | m | 1.3592 | 0 | 2.4936 | 0 | 0% | 0% | 3.8527 | 0 | 2.3889 | 0.23889 | East African detailed analysis — Nairobi (USD) | 0.23889 | 12606
MODULE 4¦29.02 | MODULE 4 | 29.02 | Supply and install LSZH single or multicore cables within containment | m | 1.3592 | 0 | 2.4936 | 0 | 0% | 0% | 3.8527 | 0 | 2.3889 | 0.23889 | East African detailed analysis — Nairobi (USD) | 0.23889 | 12629
MODULE 4¦29.03 | MODULE 4 | 29.03 | Supply and install flat twin-and-earth or equivalent final-circuit cable | m | 1.3592 | 0 | 2.4936 | 0 | 0% | 0% | 3.8527 | 0 | 2.3889 | 0.23889 | East African detailed analysis — Nairobi (USD) | 0.23889 | 12652
MODULE 4¦29.04 | MODULE 4 | 29.04 | Supply and install fire-rated or fire-resistant cabling to life-safety circuits | m | 3.0632 | 0 | 4.4799 | 0 | 0% | 0% | 7.543 | 0 | 4.4681 | 0.44681 | East African detailed analysis — Nairobi (USD) | 0.44681 | 12675
MODULE 4¦29.05 | MODULE 4 | 29.05 | Supply and install SY/YY control and instrumentation cables | m | 1.3592 | 0 | 2.4936 | 0 | 0% | 0% | 3.8527 | 0 | 2.3889 | 0.23889 | East African detailed analysis — Nairobi (USD) | 0.23889 | 12698
MODULE 4¦29.06 | MODULE 4 | 29.06 | Supply and install cable terminations, glands, lugs and connectors | nr | 28.806 | 0 | 35.3468 | 0 | 0% | 0% | 64.1528 | 0 | 36.582 | 3.6582 | East African detailed analysis — Nairobi (USD) | 3.6582 | 12721
MODULE 4¦29.07 | MODULE 4 | 29.07 | Supply and install junction boxes, connection units and jointing | nr | 123.9181 | 0 | 166.0491 | 0 | 0% | 0% | 289.9672 | 0 | 177.5429 | 17.7543 | East African detailed analysis — Nairobi (USD) | 17.7543 | 12744
MODULE 4¦29.08 | MODULE 4 | 29.08 | Supply and install cable identification, numbering and circuit marking | nr | 123.9181 | 0 | 166.0491 | 0 | 0% | 0% | 289.9672 | 0 | 177.5429 | 17.7543 | East African detailed analysis — Nairobi (USD) | 17.7543 | 12767
MODULE 4¦29.09 | MODULE 4 | 29.09 | Pull, dress and terminate cables into equipment and accessories | nr | 161.2249 | 0 | 211.4326 | 0 | 0% | 0% | 372.6575 | 0 | 231.7744 | 23.1774 | East African detailed analysis — Nairobi (USD) | 23.1774 | 12790
MODULE 4¦29.1 | MODULE 4 | 29.1 | Carry out insulation-resistance and continuity testing of installed cabling | m | 6.0858 | 0 | 7.1841 | 0 | 0% | 0% | 13.2699 | 0 | 7.4931 | 0.74931 | East African detailed analysis — Nairobi (USD) | 0.74931 | 12813
MODULE 4¦30.01 | MODULE 4 | 30.01 | Supply and install socket outlets (single/twin), including back boxes and connections | nr | 13.7944 | 0 | 21.7485 | 0 | 0% | 0% | 35.5429 | 0 | 20.4635 | 2.0463 | East African detailed analysis — Nairobi (USD) | 2.0463 | 12836
MODULE 4¦30.02 | MODULE 4 | 30.02 | Supply and install switched fused spurs and connection units | nr | 6.0858 | 0 | 11.1041 | 0 | 0% | 0% | 17.1899 | 0 | 9.9045 | 0.99045 | East African detailed analysis — Nairobi (USD) | 0.99045 | 12859
MODULE 4¦30.03 | MODULE 4 | 30.03 | Supply and install floor-box and desk power/data outlets | nr | 13.7944 | 0 | 21.7485 | 0 | 0% | 0% | 35.5429 | 0 | 20.4635 | 2.0463 | East African detailed analysis — Nairobi (USD) | 2.0463 | 12882
MODULE 4¦30.04 | MODULE 4 | 30.04 | Supply and install commando or industrial socket outlets, including isolation | nr | 13.7944 | 0 | 21.7485 | 0 | 0% | 0% | 35.5429 | 0 | 20.4635 | 2.0463 | East African detailed analysis — Nairobi (USD) | 2.0463 | 12905
MODULE 4¦30.05 | MODULE 4 | 30.05 | Supply and install dedicated supplies to mechanical plant and equipment | nr | 123.9181 | 0 | 166.0491 | 0 | 0% | 0% | 289.9672 | 0 | 177.5429 | 17.7543 | East African detailed analysis — Nairobi (USD) | 17.7543 | 12928
MODULE 4¦30.06 | MODULE 4 | 30.06 | Supply and install isolators and local switching to fixed equipment | nr | 6.0858 | 0 | 11.1041 | 0 | 0% | 0% | 17.1899 | 0 | 9.9045 | 0.99045 | East African detailed analysis — Nairobi (USD) | 0.99045 | 12951
MODULE 4¦30.07 | MODULE 4 | 30.07 | Supply and install hand-dryer, water-heater and appliance connections | nr | 123.9181 | 0 | 166.0491 | 0 | 0% | 0% | 289.9672 | 0 | 177.5429 | 17.7543 | East African detailed analysis — Nairobi (USD) | 17.7543 | 12974
MODULE 4¦30.08 | MODULE 4 | 30.08 | Supply and install shaver sockets and specialist power outlets | nr | 13.7944 | 0 | 21.7485 | 0 | 0% | 0% | 35.5429 | 0 | 20.4635 | 2.0463 | East African detailed analysis — Nairobi (USD) | 2.0463 | 12997
MODULE 4¦30.09 | MODULE 4 | 30.09 | Supply and install USB/charging outlets and integrated power modules | nr | 13.7944 | 0 | 21.7485 | 0 | 0% | 0% | 35.5429 | 0 | 20.4635 | 2.0463 | East African detailed analysis — Nairobi (USD) | 2.0463 | 13020
MODULE 4¦30.1 | MODULE 4 | 30.1 | Terminate and test small-power final circuits | nr | 123.9181 | 0 | 166.0491 | 0 | 0% | 0% | 289.9672 | 0 | 177.5429 | 17.7543 | East African detailed analysis — Nairobi (USD) | 17.7543 | 13043
MODULE 4¦31.01 | MODULE 4 | 31.01 | Supply and install interior luminaires, including lamps, drivers and fixings | nr | 201.9165 | 0 | 233.3416 | 0 | 0% | 0% | 435.2581 | 0 | 252.4264 | 25.2426 | East African detailed analysis — Nairobi (USD) | 25.2426 | 13066
MODULE 4¦31.02 | MODULE 4 | 31.02 | Supply and install recessed or modular luminaires to suspended ceilings | nr | 22.7202 | 0 | 31.1206 | 0 | 0% | 0% | 53.8408 | 0 | 30.7728 | 3.0773 | East African detailed analysis — Nairobi (USD) | 3.0773 | 13089
MODULE 4¦31.03 | MODULE 4 | 31.03 | Supply and install surface, suspended or track-mounted luminaires | nr | 22.7202 | 0 | 31.1206 | 0 | 0% | 0% | 53.8408 | 0 | 30.7728 | 3.0773 | East African detailed analysis — Nairobi (USD) | 3.0773 | 13112
MODULE 4¦31.04 | MODULE 4 | 31.04 | Supply and install external, floodlight and amenity luminaires | nr | 22.7202 | 0 | 31.1206 | 0 | 0% | 0% | 53.8408 | 0 | 30.7728 | 3.0773 | East African detailed analysis — Nairobi (USD) | 3.0773 | 13135
MODULE 4¦31.05 | MODULE 4 | 31.05 | Supply and install emergency luminaires and self-contained emergency packs | nr | 22.7202 | 0 | 31.1206 | 0 | 0% | 0% | 53.8408 | 0 | 30.7728 | 3.0773 | East African detailed analysis — Nairobi (USD) | 3.0773 | 13158
MODULE 4¦31.06 | MODULE 4 | 31.06 | Supply and install illuminated exit and escape-route signage | nr | 125.7728 | 0 | 166.0645 | 0 | 0% | 0% | 291.8373 | 0 | 176.6354 | 17.6635 | East African detailed analysis — Nairobi (USD) | 17.6635 | 13181
MODULE 4¦31.07 | MODULE 4 | 31.07 | Supply and install lighting switches, grid switches and dimmers | nr | 6.0858 | 0 | 11.1041 | 0 | 0% | 0% | 17.1899 | 0 | 9.9045 | 0.99045 | East African detailed analysis — Nairobi (USD) | 0.99045 | 13204
MODULE 4¦31.08 | MODULE 4 | 31.08 | Supply and install presence/absence detectors and photocell controls | nr | 123.9181 | 0 | 166.0491 | 0 | 0% | 0% | 289.9672 | 0 | 177.5429 | 17.7543 | East African detailed analysis — Nairobi (USD) | 17.7543 | 13227
MODULE 4¦31.09 | MODULE 4 | 31.09 | Supply and install lighting-control system, including modules and programming | nr | 22.7202 | 0 | 31.1206 | 0 | 0% | 0% | 53.8408 | 0 | 30.7728 | 3.0773 | East African detailed analysis — Nairobi (USD) | 3.0773 | 13250
MODULE 4¦31.1 | MODULE 4 | 31.1 | Supply and install emergency-lighting central battery or test system where specified | nr | 22.7202 | 0 | 31.1206 | 0 | 0% | 0% | 53.8408 | 0 | 30.7728 | 3.0773 | East African detailed analysis — Nairobi (USD) | 3.0773 | 13273
MODULE 4¦31.11 | MODULE 4 | 31.11 | Carry out lighting circuit testing and emergency-lighting duration test | nr | 22.7202 | 0 | 31.1206 | 0 | 0% | 0% | 53.8408 | 0 | 30.7728 | 3.0773 | East African detailed analysis — Nairobi (USD) | 3.0773 | 13296
MODULE 4¦32.01 | MODULE 4 | 32.01 | Supply and install main earthing conductors and main earth terminal | m | 6.0858 | 0 | 7.1841 | 0 | 0% | 0% | 13.2699 | 0 | 7.4931 | 0.74931 | East African detailed analysis — Nairobi (USD) | 0.74931 | 13319
MODULE 4¦32.02 | MODULE 4 | 32.02 | Supply and install earth electrodes, rods, pits and test points | nr | 101.4297 | 0 | 119.2523 | 0 | 0% | 0% | 220.682 | 0 | 124.9932 | 12.4993 | East African detailed analysis — Nairobi (USD) | 12.4993 | 13342
MODULE 4¦32.03 | MODULE 4 | 32.03 | Supply and install main protective bonding to incoming services | nr | 123.9181 | 0 | 166.0491 | 0 | 0% | 0% | 289.9672 | 0 | 177.5429 | 17.7543 | East African detailed analysis — Nairobi (USD) | 17.7543 | 13365
MODULE 4¦32.04 | MODULE 4 | 32.04 | Supply and install supplementary bonding within wet or special locations | nr | 123.9181 | 0 | 166.0491 | 0 | 0% | 0% | 289.9672 | 0 | 177.5429 | 17.7543 | East African detailed analysis — Nairobi (USD) | 17.7543 | 13388
MODULE 4¦32.05 | MODULE 4 | 32.05 | Supply and install equipotential bonding to structural steel and reinforcement | nr | 75.058 | 0 | 139.4755 | 0 | 0% | 0% | 214.5334 | 0 | 148.1207 | 14.8121 | East African detailed analysis — Nairobi (USD) | 14.8121 | 13411
MODULE 4¦32.06 | MODULE 4 | 32.06 | Supply and install lightning-protection air terminations, including mesh and finials | m | 6.0858 | 0 | 7.1841 | 0 | 0% | 0% | 13.2699 | 0 | 7.4931 | 0.74931 | East African detailed analysis — Nairobi (USD) | 0.74931 | 13434
MODULE 4¦32.07 | MODULE 4 | 32.07 | Supply and install lightning-protection down-conductors, including fixings | m | 6.0858 | 0 | 7.1841 | 0 | 0% | 0% | 13.2699 | 0 | 7.4931 | 0.74931 | East African detailed analysis — Nairobi (USD) | 0.74931 | 13457
MODULE 4¦32.08 | MODULE 4 | 32.08 | Supply and install lightning-protection earth terminations and test clamps | nr | 28.806 | 0 | 35.3468 | 0 | 0% | 0% | 64.1528 | 0 | 36.582 | 3.6582 | East African detailed analysis — Nairobi (USD) | 3.6582 | 13480
MODULE 4¦32.09 | MODULE 4 | 32.09 | Carry out earth-resistance and bonding-continuity testing | nr | 123.9181 | 0 | 166.0491 | 0 | 0% | 0% | 289.9672 | 0 | 177.5429 | 17.7543 | East African detailed analysis — Nairobi (USD) | 17.7543 | 13503
MODULE 4¦33.01 | MODULE 4 | 33.01 | Supply and install fire-alarm control and indicating panel, including batteries | nr | 2783.2303 | 0 | 3198.6669 | 0 | 0% | 0% | 5981.8972 | 0 | 3473.8514 | 347.3851 | East African detailed analysis — Nairobi (USD) | 347.3851 | 13526
MODULE 4¦33.02 | MODULE 4 | 33.02 | Supply and install fire-detection devices (smoke, heat, multi-sensor) | nr | 123.9181 | 0 | 166.0491 | 0 | 0% | 0% | 289.9672 | 0 | 177.5429 | 17.7543 | East African detailed analysis — Nairobi (USD) | 17.7543 | 13549
MODULE 4¦33.03 | MODULE 4 | 33.03 | Supply and install manual call points and interface units | nr | 74.9614 | 0 | 104.2117 | 0 | 0% | 0% | 179.1731 | 0 | 111.4133 | 11.1413 | East African detailed analysis — Nairobi (USD) | 11.1413 | 13572
MODULE 4¦33.04 | MODULE 4 | 33.04 | Supply and install fire-alarm sounders, beacons and voice-alarm devices | nr | 74.9614 | 0 | 104.2117 | 0 | 0% | 0% | 179.1731 | 0 | 111.4133 | 11.1413 | East African detailed analysis — Nairobi (USD) | 11.1413 | 13595
MODULE 4¦33.05 | MODULE 4 | 33.05 | Supply and install fire-alarm cabling and containment | m | 3.0632 | 0 | 4.4799 | 0 | 0% | 0% | 7.543 | 0 | 4.4681 | 0.44681 | East African detailed analysis — Nairobi (USD) | 0.44681 | 13618
MODULE 4¦33.06 | MODULE 4 | 33.06 | Supply and install structured cabling/data outlets, patch panels and cabinets | nr | 247.6816 | 0 | 283.2496 | 0 | 0% | 0% | 530.9312 | 0 | 305.6772 | 30.5677 | East African detailed analysis — Nairobi (USD) | 30.5677 | 13641
MODULE 4¦33.07 | MODULE 4 | 33.07 | Supply and install access-control, door-entry and intruder-alarm devices | nr | 166.3447 | 0 | 200.6665 | 0 | 0% | 0% | 367.0112 | 0 | 214.6955 | 21.4696 | East African detailed analysis — Nairobi (USD) | 21.4696 | 13664
MODULE 4¦33.08 | MODULE 4 | 33.08 | Supply and install CCTV cameras, recorders and associated cabling | nr | 208.7326 | 0 | 242.3532 | 0 | 0% | 0% | 451.0858 | 0 | 260.6911 | 26.0691 | East African detailed analysis — Nairobi (USD) | 26.0691 | 13687
MODULE 4¦33.09 | MODULE 4 | 33.09 | Supply and install disabled-refuge, induction-loop and assistance-alarm systems | nr | 243.6631 | 0 | 279.0301 | 0 | 0% | 0% | 522.6932 | 0 | 301.0357 | 30.1036 | East African detailed analysis — Nairobi (USD) | 30.1036 | 13710
MODULE 4¦33.1 | MODULE 4 | 33.1 | Carry out testing, commissioning and certification of fire and ELV systems | nr | 123.9181 | 0 | 166.0491 | 0 | 0% | 0% | 289.9672 | 0 | 177.5429 | 17.7543 | East African detailed analysis — Nairobi (USD) | 17.7543 | 13733
MODULE 4¦34.01 | MODULE 4 | 34.01 | Carry out inspection and testing of complete electrical installation to standards | item | 123.9181 | 0 | 166.0491 | 0 | 0% | 0% | 289.9672 | 0 | 177.5429 | 17.7543 | East African detailed analysis — Nairobi (USD) | 17.7543 | 13756
MODULE 4¦34.02 | MODULE 4 | 34.02 | Provide electrical installation certificates and test schedules | item | 123.9181 | 0 | 166.0491 | 0 | 0% | 0% | 289.9672 | 0 | 177.5429 | 17.7543 | East African detailed analysis — Nairobi (USD) | 17.7543 | 13779
MODULE 4¦34.03 | MODULE 4 | 34.03 | Carry out thermographic survey of switchgear and distribution | nr | 3.2457 | 0 | 179.2195 | 0 | 0% | 0% | 182.4652 | 0 | 140.9832 | 14.0983 | East African detailed analysis — Nairobi (USD) | 14.0983 | 13802
MODULE 4¦34.04 | MODULE 4 | 34.04 | Provide labelling, warning notices and circuit charts throughout installation | item | 123.9181 | 0 | 166.0491 | 0 | 0% | 0% | 289.9672 | 0 | 177.5429 | 17.7543 | East African detailed analysis — Nairobi (USD) | 17.7543 | 13825
MODULE 4¦34.05 | MODULE 4 | 34.05 | Provide record or as-installed drawings and schematics | item | 123.9181 | 0 | 166.0491 | 0 | 0% | 0% | 289.9672 | 0 | 177.5429 | 17.7543 | East African detailed analysis — Nairobi (USD) | 17.7543 | 13848
MODULE 4¦34.06 | MODULE 4 | 34.06 | Provide operation and maintenance manuals and health-and-safety file information | item | 123.9181 | 0 | 166.0491 | 0 | 0% | 0% | 289.9672 | 0 | 177.5429 | 17.7543 | East African detailed analysis — Nairobi (USD) | 17.7543 | 13871
MODULE 4¦34.07 | MODULE 4 | 34.07 | Provide operative and client training on installed systems | item | 123.9181 | 0 | 166.0491 | 0 | 0% | 0% | 289.9672 | 0 | 177.5429 | 17.7543 | East African detailed analysis — Nairobi (USD) | 17.7543 | 13894
MODULE 4¦34.08 | MODULE 4 | 34.08 | Provide post-completion attendance and defects rectification during commissioning | item | 123.9181 | 0 | 166.0491 | 0 | 0% | 0% | 289.9672 | 0 | 177.5429 | 17.7543 | East African detailed analysis — Nairobi (USD) | 17.7543 | 13917
MODULE 5¦35.01 | MODULE 5 | 35.01 | Supply and install gas-fired or oil-fired boiler, including burner, controls and connections | nr | 9841.1128 | 0 | 11054.575 | 0 | 0% | 0% | 20895.6878 | 0 | 12094.4809 | 1209.4481 | East African detailed analysis — Nairobi (USD) | 1209.4481 | 13940
MODULE 5¦35.02 | MODULE 5 | 35.02 | Supply and install condensing boiler cascade or modular boiler set | nr | 9841.1128 | 0 | 11054.575 | 0 | 0% | 0% | 20895.6878 | 0 | 12094.4809 | 1209.4481 | East African detailed analysis — Nairobi (USD) | 1209.4481 | 13963
MODULE 5¦35.03 | MODULE 5 | 35.03 | Supply and install heat pump (air/ground/water source), including connections and controls | nr | 2976.9706 | 0 | 3394.5595 | 0 | 0% | 0% | 6371.5301 | 0 | 3717.8799 | 371.788 | East African detailed analysis — Nairobi (USD) | 371.788 | 13986
MODULE 5¦35.04 | MODULE 5 | 35.04 | Supply and install district-heating or HIU heat-exchanger skid, including controls | nr | 5505.7187 | 0 | 6225.9428 | 0 | 0% | 0% | 11731.6615 | 0 | 6803.2652 | 680.3265 | East African detailed analysis — Nairobi (USD) | 680.3265 | 14009
MODULE 5¦35.05 | MODULE 5 | 35.05 | Supply and install plate heat exchangers and calorifiers, including connections | nr | 5505.7187 | 0 | 6225.9428 | 0 | 0% | 0% | 11731.6615 | 0 | 6803.2652 | 680.3265 | East African detailed analysis — Nairobi (USD) | 680.3265 | 14032
MODULE 5¦35.06 | MODULE 5 | 35.06 | Supply and install buffer vessels, thermal stores and expansion vessels | nr | 2276.507 | 0 | 2692.4961 | 0 | 0% | 0% | 4969.0031 | 0 | 2945.658 | 294.5658 | East African detailed analysis — Nairobi (USD) | 294.5658 | 14055
MODULE 5¦35.07 | MODULE 5 | 35.07 | Supply and install flue systems, including terminals, supports and condensate drainage | m | 4.8382 | 0 | 8.7895 | 0 | 0% | 0% | 13.6277 | 0 | 8.7249 | 0.87249 | East African detailed analysis — Nairobi (USD) | 0.87249 | 14078
MODULE 5¦35.08 | MODULE 5 | 35.08 | Supply and install gas booster, metering and safety shut-off devices | nr | 4323.3385 | 0 | 4865.0464 | 0 | 0% | 0% | 9188.3849 | 0 | 5325.6502 | 532.565 | East African detailed analysis — Nairobi (USD) | 532.565 | 14101
MODULE 5¦35.09 | MODULE 5 | 35.09 | Supply and install dosing pots, dirt separators and system filtration | nr | 2976.9706 | 0 | 3338.1453 | 0 | 0% | 0% | 6315.1159 | 0 | 3653.4016 | 365.3402 | East African detailed analysis — Nairobi (USD) | 365.3402 | 14124
MODULE 5¦35.1 | MODULE 5 | 35.1 | Supply and install primary circulation pumps and pressurisation units | nr | 2976.9706 | 0 | 3394.5595 | 0 | 0% | 0% | 6371.5301 | 0 | 3717.8799 | 371.788 | East African detailed analysis — Nairobi (USD) | 371.788 | 14147
MODULE 5¦35.11 | MODULE 5 | 35.11 | Supply and install combustion-air and boiler-room ventilation provisions | nr | 9841.1128 | 0 | 11054.575 | 0 | 0% | 0% | 20895.6878 | 0 | 12094.4809 | 1209.4481 | East African detailed analysis — Nairobi (USD) | 1209.4481 | 14170
MODULE 5¦35.12 | MODULE 5 | 35.12 | Carry out commissioning and safety testing of heat-generation plant | nr | 23.8794 | 0 | 113.1723 | 0 | 0% | 0% | 137.0518 | 0 | 99.0298 | 9.903 | East African detailed analysis — Nairobi (USD) | 9.903 | 14193
MODULE 5¦36.01 | MODULE 5 | 36.01 | Supply and install air-cooled or water-cooled chiller, including controls and connections | nr | 36044.5131 | 0 | 39231.592 | 0 | 0% | 0% | 75276.1051 | 0 | 43022.0541 | 4302.2054 | East African detailed analysis — Nairobi (USD) | 4302.2054 | 14216
MODULE 5¦36.02 | MODULE 5 | 36.02 | Supply and install cooling tower or dry air cooler, including connections | nr | 14761.6692 | 0 | 16442.7589 | 0 | 0% | 0% | 31204.4281 | 0 | 17997.952 | 1799.7952 | East African detailed analysis — Nairobi (USD) | 1799.7952 | 14239
MODULE 5¦36.03 | MODULE 5 | 36.03 | Supply and install VRF/VRV outdoor condensing units, including refrigerant connections | nr | 166.3447 | 0 | 200.6665 | 0 | 0% | 0% | 367.0112 | 0 | 214.6955 | 21.4696 | East African detailed analysis — Nairobi (USD) | 21.4696 | 14262
MODULE 5¦36.04 | MODULE 5 | 36.04 | Supply and install refrigerant pipework, including insulation and jointing | m | 4.8382 | 0 | 8.7895 | 0 | 0% | 0% | 13.6277 | 0 | 8.7249 | 0.87249 | East African detailed analysis — Nairobi (USD) | 0.87249 | 14285
MODULE 5¦36.05 | MODULE 5 | 36.05 | Supply and install refrigerant branch controllers, valves and leak detection | nr | 96.3292 | 0 | 109.4919 | 0 | 0% | 0% | 205.8211 | 0 | 116.3139 | 11.6314 | East African detailed analysis — Nairobi (USD) | 11.6314 | 14308
MODULE 5¦36.06 | MODULE 5 | 36.06 | Supply and install chilled-water buffer vessels and expansion equipment | nr | 2276.507 | 0 | 2692.4961 | 0 | 0% | 0% | 4969.0031 | 0 | 2945.658 | 294.5658 | East African detailed analysis — Nairobi (USD) | 294.5658 | 14331
MODULE 5¦36.07 | MODULE 5 | 36.07 | Supply and install chilled-water circulation pumps and pressurisation units | nr | 2976.9706 | 0 | 3394.5595 | 0 | 0% | 0% | 6371.5301 | 0 | 3717.8799 | 371.788 | East African detailed analysis — Nairobi (USD) | 371.788 | 14354
MODULE 5¦36.08 | MODULE 5 | 36.08 | Supply and install computer-room or precision cooling units, including connections | nr | 7476.3524 | 0 | 8434.4049 | 0 | 0% | 0% | 15910.7573 | 0 | 9208.5216 | 920.8522 | East African detailed analysis — Nairobi (USD) | 920.8522 | 14377
MODULE 5¦36.09 | MODULE 5 | 36.09 | Supply and install free-cooling and heat-rejection ancillaries | nr | 264.6638 | 0 | 322.3329 | 0 | 0% | 0% | 586.9967 | 0 | 348.8175 | 34.8818 | East African detailed analysis — Nairobi (USD) | 34.8818 | 14400
MODULE 5¦36.1 | MODULE 5 | 36.1 | Carry out commissioning and F-Gas testing of refrigeration plant | nr | 23.8794 | 0 | 113.1723 | 0 | 0% | 0% | 137.0518 | 0 | 99.0298 | 9.903 | East African detailed analysis — Nairobi (USD) | 9.903 | 14423
MODULE 5¦37.01 | MODULE 5 | 37.01 | Supply and install air-handling unit, including fans, coils, filters and dampers | nr | 7476.3524 | 0 | 8571.5765 | 0 | 0% | 0% | 16047.9289 | 0 | 9363.1826 | 936.3183 | East African detailed analysis — Nairobi (USD) | 936.3183 | 14446
MODULE 5¦37.02 | MODULE 5 | 37.02 | Supply and install heat-recovery ventilation unit (MVHR), including connections | nr | 264.6638 | 0 | 322.3329 | 0 | 0% | 0% | 586.9967 | 0 | 348.8175 | 34.8818 | East African detailed analysis — Nairobi (USD) | 34.8818 | 14469
MODULE 5¦37.03 | MODULE 5 | 37.03 | Supply and install supply, extract and toilet-extract fans | nr | 298.3771 | 0 | 388.5665 | 0 | 0% | 0% | 686.9436 | 0 | 420.7798 | 42.078 | East African detailed analysis — Nairobi (USD) | 42.078 | 14492
MODULE 5¦37.04 | MODULE 5 | 37.04 | Supply and install kitchen extract canopy, fan and grease-filtration | nr | 406.1051 | 0 | 584.8338 | 0 | 0% | 0% | 990.9389 | 0 | 626.3263 | 62.6326 | East African detailed analysis — Nairobi (USD) | 62.6326 | 14515
MODULE 5¦37.05 | MODULE 5 | 37.05 | Supply and install smoke-extract and car-park ventilation fans | nr | 406.1051 | 0 | 584.8338 | 0 | 0% | 0% | 990.9389 | 0 | 626.3263 | 62.6326 | East African detailed analysis — Nairobi (USD) | 62.6326 | 14538
MODULE 5¦37.06 | MODULE 5 | 37.06 | Supply and install fan-coil ventilation and destratification fans | nr | 406.1051 | 0 | 584.8338 | 0 | 0% | 0% | 990.9389 | 0 | 626.3263 | 62.6326 | East African detailed analysis — Nairobi (USD) | 62.6326 | 14561
MODULE 5¦37.07 | MODULE 5 | 37.07 | Supply and install air-curtain units, including controls | nr | 206.9165 | 0 | 242.6005 | 0 | 0% | 0% | 449.517 | 0 | 264.1809 | 26.4181 | East African detailed analysis — Nairobi (USD) | 26.4181 | 14584
MODULE 5¦37.08 | MODULE 5 | 37.08 | Supply and install attenuators, filters and ancillary plant items | nr | 264.6638 | 0 | 322.3329 | 0 | 0% | 0% | 586.9967 | 0 | 348.8175 | 34.8818 | East African detailed analysis — Nairobi (USD) | 34.8818 | 14607
MODULE 5¦37.09 | MODULE 5 | 37.09 | Supply and install anti-vibration mounts, inertia bases and flexible connections | nr | 264.6638 | 0 | 322.3329 | 0 | 0% | 0% | 586.9967 | 0 | 348.8175 | 34.8818 | East African detailed analysis — Nairobi (USD) | 34.8818 | 14630
MODULE 5¦37.1 | MODULE 5 | 37.1 | Carry out commissioning and airflow testing of ventilation plant | nr | 23.8794 | 0 | 113.1723 | 0 | 0% | 0% | 137.0518 | 0 | 99.0298 | 9.903 | East African detailed analysis — Nairobi (USD) | 9.903 | 14653
MODULE 5¦38.01 | MODULE 5 | 38.01 | Supply and install rectangular galvanised-steel ductwork, including fittings and supports | m² | 51.4857 | 0 | 59.4696 | 0 | 0% | 0% | 110.9553 | 0 | 63.387 | 6.3387 | East African detailed analysis — Nairobi (USD) | 6.3387 | 14676
MODULE 5¦38.02 | MODULE 5 | 38.02 | Supply and install circular or spiral ductwork, including fittings and supports | m | 39.2272 | 0 | 45.3617 | 0 | 0% | 0% | 84.5889 | 0 | 48.5313 | 4.8531 | East African detailed analysis — Nairobi (USD) | 4.8531 | 14699
MODULE 5¦38.03 | MODULE 5 | 38.03 | Supply and install flexible ductwork connections to terminals | m | 39.2272 | 0 | 45.3617 | 0 | 0% | 0% | 84.5889 | 0 | 48.5313 | 4.8531 | East African detailed analysis — Nairobi (USD) | 4.8531 | 14722
MODULE 5¦38.04 | MODULE 5 | 38.04 | Supply and install fire-rated and smoke-extract ductwork, including supports | m² | 51.4857 | 0 | 59.4696 | 0 | 0% | 0% | 110.9553 | 0 | 63.387 | 6.3387 | East African detailed analysis — Nairobi (USD) | 6.3387 | 14745
MODULE 5¦38.05 | MODULE 5 | 38.05 | Supply and install kitchen-extract ductwork with access and cleaning provisions | m² | 51.4857 | 0 | 59.4696 | 0 | 0% | 0% | 110.9553 | 0 | 63.387 | 6.3387 | East African detailed analysis — Nairobi (USD) | 6.3387 | 14768
MODULE 5¦38.06 | MODULE 5 | 38.06 | Supply and install volume-control and fire/smoke dampers | nr | 264.6638 | 0 | 322.3329 | 0 | 0% | 0% | 586.9967 | 0 | 348.8175 | 34.8818 | East African detailed analysis — Nairobi (USD) | 34.8818 | 14791
MODULE 5¦38.07 | MODULE 5 | 38.07 | Supply and install supply, extract and transfer grilles, diffusers and louvres | nr | 264.6638 | 0 | 322.3329 | 0 | 0% | 0% | 586.9967 | 0 | 348.8175 | 34.8818 | East African detailed analysis — Nairobi (USD) | 34.8818 | 14814
MODULE 5¦38.08 | MODULE 5 | 38.08 | Supply and install weather louvres and builder's-work duct connections | nr | 264.6638 | 0 | 322.3329 | 0 | 0% | 0% | 586.9967 | 0 | 348.8175 | 34.8818 | East African detailed analysis — Nairobi (USD) | 34.8818 | 14837
MODULE 5¦38.09 | MODULE 5 | 38.09 | Supply and install duct-mounted attenuators and acoustic treatment | nr | 264.6638 | 0 | 322.3329 | 0 | 0% | 0% | 586.9967 | 0 | 348.8175 | 34.8818 | East African detailed analysis — Nairobi (USD) | 34.8818 | 14860
MODULE 5¦38.1 | MODULE 5 | 38.1 | Supply and install access doors, test points and cleaning access to ductwork | nr | 166.3447 | 0 | 200.6665 | 0 | 0% | 0% | 367.0112 | 0 | 214.6955 | 21.4696 | East African detailed analysis — Nairobi (USD) | 21.4696 | 14883
MODULE 5¦38.11 | MODULE 5 | 38.11 | Form and fire-stop ductwork penetrations through walls and floors | nr | 37.3261 | 0 | 49.1731 | 0 | 0% | 0% | 86.4992 | 0 | 52.6658 | 5.2666 | East African detailed analysis — Nairobi (USD) | 5.2666 | 14906
MODULE 5¦39.01 | MODULE 5 | 39.01 | Supply and install LTHW/heating pipework in steel, including fittings and supports | m | 4.8382 | 0 | 8.7895 | 0 | 0% | 0% | 13.6277 | 0 | 8.7249 | 0.87249 | East African detailed analysis — Nairobi (USD) | 0.87249 | 14929
MODULE 5¦39.02 | MODULE 5 | 39.02 | Supply and install chilled-water pipework in steel, including fittings and supports | m | 3.7732 | 0 | 7.6713 | 0 | 0% | 0% | 11.4445 | 0 | 7.4948 | 0.74948 | East African detailed analysis — Nairobi (USD) | 0.74948 | 14952
MODULE 5¦39.03 | MODULE 5 | 39.03 | Supply and install pipework in copper or press-fit, including fittings and supports | m | 45.3478 | 0 | 60.0958 | 0 | 0% | 0% | 105.4436 | 0 | 59.478 | 5.9478 | East African detailed analysis — Nairobi (USD) | 5.9478 | 14975
MODULE 5¦39.04 | MODULE 5 | 39.04 | Supply and install pipework in plastic or PPR, including fittings and supports | m | 3.7732 | 0 | 7.6713 | 0 | 0% | 0% | 11.4445 | 0 | 7.4948 | 0.74948 | East African detailed analysis — Nairobi (USD) | 0.74948 | 14998
MODULE 5¦39.05 | MODULE 5 | 39.05 | Supply and install isolation, regulating and commissioning valves | nr | 96.3292 | 0 | 109.4919 | 0 | 0% | 0% | 205.8211 | 0 | 116.3139 | 11.6314 | East African detailed analysis — Nairobi (USD) | 11.6314 | 15021
MODULE 5¦39.06 | MODULE 5 | 39.06 | Supply and install control valves, actuators and differential-pressure valves | nr | 201.9165 | 0 | 233.3416 | 0 | 0% | 0% | 435.2581 | 0 | 252.4264 | 25.2426 | East African detailed analysis — Nairobi (USD) | 25.2426 | 15044
MODULE 5¦39.07 | MODULE 5 | 39.07 | Supply and install strainers, air/dirt separators and drain points | nr | 2976.9706 | 0 | 3338.1453 | 0 | 0% | 0% | 6315.1159 | 0 | 3653.4016 | 365.3402 | East African detailed analysis — Nairobi (USD) | 365.3402 | 15067
MODULE 5¦39.08 | MODULE 5 | 39.08 | Supply and install pipework ancillaries (flexible connectors, gauges, sensor pockets) | nr | 264.6638 | 0 | 322.3329 | 0 | 0% | 0% | 586.9967 | 0 | 348.8175 | 34.8818 | East African detailed analysis — Nairobi (USD) | 34.8818 | 15090
MODULE 5¦39.09 | MODULE 5 | 39.09 | Supply and install pipework supports, brackets, guides and anchors | nr | 15.0116 | 0 | 18.4013 | 0 | 0% | 0% | 33.4129 | 0 | 18.8327 | 1.8833 | East African detailed analysis — Nairobi (USD) | 1.8833 | 15113
MODULE 5¦39.1 | MODULE 5 | 39.1 | Carry out pressure testing, flushing and chemical treatment of pipework systems | m | 4.8382 | 0 | 8.7895 | 0 | 0% | 0% | 13.6277 | 0 | 8.7249 | 0.87249 | East African detailed analysis — Nairobi (USD) | 0.87249 | 15136
MODULE 5¦40.01 | MODULE 5 | 40.01 | Supply and install fan-coil units, including connections and controls | nr | 406.1051 | 0 | 584.8338 | 0 | 0% | 0% | 990.9389 | 0 | 626.3263 | 62.6326 | East African detailed analysis — Nairobi (USD) | 62.6326 | 15159
MODULE 5¦40.02 | MODULE 5 | 40.02 | Supply and install chilled beams (active/passive), including connections | nr | 264.6638 | 0 | 322.3329 | 0 | 0% | 0% | 586.9967 | 0 | 348.8175 | 34.8818 | East African detailed analysis — Nairobi (USD) | 34.8818 | 15182
MODULE 5¦40.03 | MODULE 5 | 40.03 | Supply and install radiators and heated towel rails, including valves | nr | 96.3292 | 0 | 109.4919 | 0 | 0% | 0% | 205.8211 | 0 | 116.3139 | 11.6314 | East African detailed analysis — Nairobi (USD) | 11.6314 | 15205
MODULE 5¦40.04 | MODULE 5 | 40.04 | Supply and install underfloor heating manifolds, pipe circuits and controls | m² | 12.983 | 0 | 15.2241 | 0 | 0% | 0% | 28.2071 | 0 | 15.919 | 1.5919 | East African detailed analysis — Nairobi (USD) | 1.5919 | 15228
MODULE 5¦40.05 | MODULE 5 | 40.05 | Supply and install trench heating and natural-convection units | m | 6.0858 | 0 | 7.1841 | 0 | 0% | 0% | 13.2699 | 0 | 7.4931 | 0.74931 | East African detailed analysis — Nairobi (USD) | 0.74931 | 15251
MODULE 5¦40.06 | MODULE 5 | 40.06 | Supply and install radiant panels, heaters and warm-air units | nr | 264.6638 | 0 | 322.3329 | 0 | 0% | 0% | 586.9967 | 0 | 348.8175 | 34.8818 | East African detailed analysis — Nairobi (USD) | 34.8818 | 15274
MODULE 5¦40.07 | MODULE 5 | 40.07 | Supply and install VRF indoor units (cassette, ducted, wall), including connections | nr | 166.3447 | 0 | 200.6665 | 0 | 0% | 0% | 367.0112 | 0 | 214.6955 | 21.4696 | East African detailed analysis — Nairobi (USD) | 21.4696 | 15297
MODULE 5¦40.08 | MODULE 5 | 40.08 | Supply and install destratification and terminal ventilation units | nr | 264.6638 | 0 | 322.3329 | 0 | 0% | 0% | 586.9967 | 0 | 348.8175 | 34.8818 | East African detailed analysis — Nairobi (USD) | 34.8818 | 15320
MODULE 5¦40.09 | MODULE 5 | 40.09 | Connect terminal units to pipework, ductwork, drainage and controls | nr | 264.6638 | 0 | 322.3329 | 0 | 0% | 0% | 586.9967 | 0 | 348.8175 | 34.8818 | East African detailed analysis — Nairobi (USD) | 34.8818 | 15343
MODULE 5¦40.1 | MODULE 5 | 40.1 | Carry out setting-to-work and testing of terminal units | nr | 264.6638 | 0 | 322.3329 | 0 | 0% | 0% | 586.9967 | 0 | 348.8175 | 34.8818 | East African detailed analysis — Nairobi (USD) | 34.8818 | 15366
MODULE 5¦41.01 | MODULE 5 | 41.01 | Supply and install building-management-system controllers and outstations | nr | 243.6631 | 0 | 279.0301 | 0 | 0% | 0% | 522.6932 | 0 | 301.0357 | 30.1036 | East African detailed analysis — Nairobi (USD) | 30.1036 | 15389
MODULE 5¦41.02 | MODULE 5 | 41.02 | Supply and install BMS field sensors (temperature, pressure, flow, humidity, CO2) | nr | 122.3184 | 0 | 142.6538 | 0 | 0% | 0% | 264.9722 | 0 | 154.0863 | 15.4086 | East African detailed analysis — Nairobi (USD) | 15.4086 | 15412
MODULE 5¦41.03 | MODULE 5 | 41.03 | Supply and install control valves, actuators and damper actuators (controls scope) | nr | 201.9165 | 0 | 233.3416 | 0 | 0% | 0% | 435.2581 | 0 | 252.4264 | 25.2426 | East African detailed analysis — Nairobi (USD) | 25.2426 | 15435
MODULE 5¦41.04 | MODULE 5 | 41.04 | Supply and install control panels, motor-control centres and starters | nr | 264.6638 | 0 | 322.3329 | 0 | 0% | 0% | 586.9967 | 0 | 348.8175 | 34.8818 | East African detailed analysis — Nairobi (USD) | 34.8818 | 15458
MODULE 5¦41.05 | MODULE 5 | 41.05 | Supply and install BMS network cabling, containment and terminations | m | 6.0858 | 0 | 7.1841 | 0 | 0% | 0% | 13.2699 | 0 | 7.4931 | 0.74931 | East African detailed analysis — Nairobi (USD) | 0.74931 | 15481
MODULE 5¦41.06 | MODULE 5 | 41.06 | Supply and install local control packages to plant items | nr | 264.6638 | 0 | 322.3329 | 0 | 0% | 0% | 586.9967 | 0 | 348.8175 | 34.8818 | East African detailed analysis — Nairobi (USD) | 34.8818 | 15504
MODULE 5¦41.07 | MODULE 5 | 41.07 | Supply and install head-end workstation, graphics and software configuration | item | 125.7728 | 0 | 166.0645 | 0 | 0% | 0% | 291.8373 | 0 | 176.6354 | 17.6635 | East African detailed analysis — Nairobi (USD) | 17.6635 | 15527
MODULE 5¦41.08 | MODULE 5 | 41.08 | Carry out point-to-point checks, software commissioning and integration | nr | 264.6638 | 0 | 322.3329 | 0 | 0% | 0% | 586.9967 | 0 | 348.8175 | 34.8818 | East African detailed analysis — Nairobi (USD) | 34.8818 | 15550
MODULE 5¦42.01 | MODULE 5 | 42.01 | Supply and install thermal insulation to heating and hot-water pipework, including finish | m | 3.7732 | 0 | 7.6713 | 0 | 0% | 0% | 11.4445 | 0 | 7.4948 | 0.74948 | East African detailed analysis — Nairobi (USD) | 0.74948 | 15573
MODULE 5¦42.02 | MODULE 5 | 42.02 | Supply and install anti-condensation insulation to chilled-water and refrigerant pipework | m | 3.7732 | 0 | 7.6713 | 0 | 0% | 0% | 11.4445 | 0 | 7.4948 | 0.74948 | East African detailed analysis — Nairobi (USD) | 0.74948 | 15596
MODULE 5¦42.03 | MODULE 5 | 42.03 | Supply and install ductwork thermal insulation, including vapour barrier and finish | m² | 51.4857 | 0 | 59.4696 | 0 | 0% | 0% | 110.9553 | 0 | 63.387 | 6.3387 | East African detailed analysis — Nairobi (USD) | 6.3387 | 15619
MODULE 5¦42.04 | MODULE 5 | 42.04 | Supply and install acoustic insulation and lagging to ductwork and plant | m² | 51.4857 | 0 | 59.4696 | 0 | 0% | 0% | 110.9553 | 0 | 63.387 | 6.3387 | East African detailed analysis — Nairobi (USD) | 6.3387 | 15642
MODULE 5¦42.05 | MODULE 5 | 42.05 | Supply and install fire protection and fire-rated wrap to ductwork and pipework | m² | 51.4857 | 0 | 59.4696 | 0 | 0% | 0% | 110.9553 | 0 | 63.387 | 6.3387 | East African detailed analysis — Nairobi (USD) | 6.3387 | 15665
MODULE 5¦42.06 | MODULE 5 | 42.06 | Supply and install insulation and cladding to plant, vessels and equipment | m² | 47.4691 | 0 | 104.402 | 0 | 0% | 0% | 151.8711 | 0 | 114.3386 | 11.4339 | East African detailed analysis — Nairobi (USD) | 11.4339 | 15688
MODULE 5¦42.07 | MODULE 5 | 42.07 | Provide identification, banding and flow-marking to insulated services | m | 6.0858 | 0 | 7.1841 | 0 | 0% | 0% | 13.2699 | 0 | 7.4931 | 0.74931 | East African detailed analysis — Nairobi (USD) | 0.74931 | 15711
MODULE 5¦42.08 | MODULE 5 | 42.08 | Supply and install pipe/duct sleeves, seals and builder's-work supports | nr | 264.6638 | 0 | 322.3329 | 0 | 0% | 0% | 586.9967 | 0 | 348.8175 | 34.8818 | East African detailed analysis — Nairobi (USD) | 34.8818 | 15734
MODULE 5¦42.09 | MODULE 5 | 42.09 | Provide fire-stopping and intumescent sealing to HVAC penetrations | nr | 37.3261 | 0 | 49.1731 | 0 | 0% | 0% | 86.4992 | 0 | 52.6658 | 5.2666 | East African detailed analysis — Nairobi (USD) | 5.2666 | 15757
MODULE 5¦43.01 | MODULE 5 | 43.01 | Carry out static completion and pre-commissioning cleaning of systems | item | 264.6638 | 0 | 322.3329 | 0 | 0% | 0% | 586.9967 | 0 | 348.8175 | 34.8818 | East African detailed analysis — Nairobi (USD) | 34.8818 | 15780
MODULE 5¦43.02 | MODULE 5 | 43.02 | Carry out water-side balancing and regulation of pipework systems | nr | 264.6638 | 0 | 322.3329 | 0 | 0% | 0% | 586.9967 | 0 | 348.8175 | 34.8818 | East African detailed analysis — Nairobi (USD) | 34.8818 | 15803
MODULE 5¦43.03 | MODULE 5 | 43.03 | Carry out air-side balancing and regulation of ventilation systems | nr | 264.6638 | 0 | 322.3329 | 0 | 0% | 0% | 586.9967 | 0 | 348.8175 | 34.8818 | East African detailed analysis — Nairobi (USD) | 34.8818 | 15826
MODULE 5¦43.04 | MODULE 5 | 43.04 | Carry out performance testing and system proving of HVAC installation | item | 264.6638 | 0 | 322.3329 | 0 | 0% | 0% | 586.9967 | 0 | 348.8175 | 34.8818 | East African detailed analysis — Nairobi (USD) | 34.8818 | 15849
MODULE 5¦43.05 | MODULE 5 | 43.05 | Provide commissioning records, test certificates and validation results | item | 264.6638 | 0 | 322.3329 | 0 | 0% | 0% | 586.9967 | 0 | 348.8175 | 34.8818 | East African detailed analysis — Nairobi (USD) | 34.8818 | 15872
MODULE 5¦43.06 | MODULE 5 | 43.06 | Provide record or as-installed drawings and schematics | item | 264.6638 | 0 | 322.3329 | 0 | 0% | 0% | 586.9967 | 0 | 348.8175 | 34.8818 | East African detailed analysis — Nairobi (USD) | 34.8818 | 15895
MODULE 5¦43.07 | MODULE 5 | 43.07 | Provide operation and maintenance manuals and health-and-safety file information | item | 264.6638 | 0 | 322.3329 | 0 | 0% | 0% | 586.9967 | 0 | 348.8175 | 34.8818 | East African detailed analysis — Nairobi (USD) | 34.8818 | 15918
MODULE 5¦43.08 | MODULE 5 | 43.08 | Provide operative and client training on installed systems | item | 264.6638 | 0 | 322.3329 | 0 | 0% | 0% | 586.9967 | 0 | 348.8175 | 34.8818 | East African detailed analysis — Nairobi (USD) | 34.8818 | 15941
MODULE 5¦43.09 | MODULE 5 | 43.09 | Provide seasonal commissioning and post-completion attendance | item | 264.6638 | 0 | 322.3329 | 0 | 0% | 0% | 586.9967 | 0 | 348.8175 | 34.8818 | East African detailed analysis — Nairobi (USD) | 34.8818 | 15964
MODULE 6¦44.01 | MODULE 6 | 44.01 | Supply and install network video recorder (NVR), including licences and configuration | nr | 3.2457 | 0 | 179.2195 | 0 | 0% | 0% | 182.4652 | 0 | 140.9832 | 14.0983 | East African detailed analysis — Nairobi (USD) | 14.0983 | 15987
MODULE 6¦44.02 | MODULE 6 | 44.02 | Supply and install digital video recorder (DVR) where analogue cameras are retained | nr | 2088.8717 | 0 | 2305.3709 | 0 | 0% | 0% | 4394.2427 | 0 | 2512.8497 | 251.285 | East African detailed analysis — Nairobi (USD) | 251.285 | 16010
MODULE 6¦44.03 | MODULE 6 | 44.03 | Supply and install video-management-system (VMS) server and software | nr | 4502.3184 | 0 | 4839.49 | 0 | 0% | 0% | 9341.8083 | 0 | 5300.3806 | 530.0381 | East African detailed analysis — Nairobi (USD) | 530.0381 | 16033
MODULE 6¦44.04 | MODULE 6 | 44.04 | Supply and install RAID storage array and expansion units | nr | 4502.3184 | 0 | 4839.49 | 0 | 0% | 0% | 9341.8083 | 0 | 5300.3806 | 530.0381 | East African detailed analysis — Nairobi (USD) | 530.0381 | 16056
MODULE 6¦44.05 | MODULE 6 | 44.05 | Supply and install network switches and PoE injectors for CCTV network | nr | 6.0858 | 0 | 11.1041 | 0 | 0% | 0% | 17.1899 | 0 | 9.9045 | 0.99045 | East African detailed analysis — Nairobi (USD) | 0.99045 | 16079
MODULE 6¦44.06 | MODULE 6 | 44.06 | Supply and install head-end equipment rack, cabinet, PDU and cable management | nr | 1003.864 | 0 | 1100.425 | 0 | 0% | 0% | 2104.289 | 0 | 1198.6727 | 119.8673 | East African detailed analysis — Nairobi (USD) | 119.8673 | 16102
MODULE 6¦44.07 | MODULE 6 | 44.07 | Supply and install uninterruptible power supply (UPS) to CCTV head-end | nr | 2779.1731 | 0 | 3133.3559 | 0 | 0% | 0% | 5912.529 | 0 | 3415.143 | 341.5143 | East African detailed analysis — Nairobi (USD) | 341.5143 | 16125
MODULE 6¦44.08 | MODULE 6 | 44.08 | Supply and install encoders, decoders and video-distribution equipment | nr | 263.1376 | 0 | 299.4784 | 0 | 0% | 0% | 562.6159 | 0 | 323.5288 | 32.3529 | East African detailed analysis — Nairobi (USD) | 32.3529 | 16148
MODULE 6¦44.09 | MODULE 6 | 44.09 | Configure recording schedules, retention and storage-calculation parameters | nr | 11.9397 | 0 | 82.8613 | 0 | 0% | 0% | 94.801 | 0 | 68.6841 | 6.8684 | East African detailed analysis — Nairobi (USD) | 6.8684 | 16171
MODULE 6¦45.01 | MODULE 6 | 45.01 | Supply and install fixed internal dome/bullet IP cameras, including mounts | nr | 208.7326 | 0 | 242.3532 | 0 | 0% | 0% | 451.0858 | 0 | 260.6911 | 26.0691 | East African detailed analysis — Nairobi (USD) | 26.0691 | 16194
MODULE 6¦45.02 | MODULE 6 | 45.02 | Supply and install fixed external IP cameras, including weatherproof housing and mounts | nr | 208.7326 | 0 | 242.3532 | 0 | 0% | 0% | 451.0858 | 0 | 260.6911 | 26.0691 | East African detailed analysis — Nairobi (USD) | 26.0691 | 16217
MODULE 6¦45.03 | MODULE 6 | 45.03 | Supply and install PTZ (pan-tilt-zoom) cameras, including mounts and controls | nr | 208.7326 | 0 | 242.3532 | 0 | 0% | 0% | 451.0858 | 0 | 260.6911 | 26.0691 | East African detailed analysis — Nairobi (USD) | 26.0691 | 16240
MODULE 6¦45.04 | MODULE 6 | 45.04 | Supply and install panoramic or multi-sensor (180°/360°) cameras | nr | 208.7326 | 0 | 242.3532 | 0 | 0% | 0% | 451.0858 | 0 | 260.6911 | 26.0691 | East African detailed analysis — Nairobi (USD) | 26.0691 | 16263
MODULE 6¦45.05 | MODULE 6 | 45.05 | Supply and install thermal or low-light specialist cameras | nr | 22.7202 | 0 | 31.1206 | 0 | 0% | 0% | 53.8408 | 0 | 30.7728 | 3.0773 | East African detailed analysis — Nairobi (USD) | 3.0773 | 16286
MODULE 6¦45.06 | MODULE 6 | 45.06 | Supply and install ANPR (automatic number-plate recognition) cameras and analytics | nr | 208.7326 | 0 | 242.3532 | 0 | 0% | 0% | 451.0858 | 0 | 260.6911 | 26.0691 | East African detailed analysis — Nairobi (USD) | 26.0691 | 16309
MODULE 6¦45.07 | MODULE 6 | 45.07 | Supply and install camera mounting brackets, poles, columns and towers | nr | 15.0116 | 0 | 18.4013 | 0 | 0% | 0% | 33.4129 | 0 | 18.8327 | 1.8833 | East African detailed analysis — Nairobi (USD) | 1.8833 | 16332
MODULE 6¦45.08 | MODULE 6 | 45.08 | Supply and install camera housings, heaters, wipers and sunshields | nr | 208.7326 | 0 | 242.3532 | 0 | 0% | 0% | 451.0858 | 0 | 260.6911 | 26.0691 | East African detailed analysis — Nairobi (USD) | 26.0691 | 16355
MODULE 6¦45.09 | MODULE 6 | 45.09 | Supply and install IR or white-light illuminators to camera positions | nr | 22.7202 | 0 | 31.1206 | 0 | 0% | 0% | 53.8408 | 0 | 30.7728 | 3.0773 | East African detailed analysis — Nairobi (USD) | 3.0773 | 16378
MODULE 6¦45.1 | MODULE 6 | 45.1 | Supply and install local camera junction boxes, media converters and surge protection | nr | 171.677 | 0 | 189.0321 | 0 | 0% | 0% | 360.709 | 0 | 203.6674 | 20.3667 | East African detailed analysis — Nairobi (USD) | 20.3667 | 16401
MODULE 6¦46.01 | MODULE 6 | 46.01 | Supply and install Cat6/Cat6A structured cabling to camera positions, including terminations | m | 1.7527 | 0 | 3.2159 | 0 | 0% | 0% | 4.9686 | 0 | 3.2355 | 0.32355 | East African detailed analysis — Nairobi (USD) | 0.32355 | 16424
MODULE 6¦46.02 | MODULE 6 | 46.02 | Supply and install fibre-optic cabling to remote or long-run camera positions | m | 3.7123 | 0 | 5.3817 | 0 | 0% | 0% | 9.094 | 0 | 5.5599 | 0.55599 | East African detailed analysis — Nairobi (USD) | 0.55599 | 16447
MODULE 6¦46.03 | MODULE 6 | 46.03 | Supply and install coaxial cabling where analogue cameras are retained | m | 6.0858 | 0 | 7.1841 | 0 | 0% | 0% | 13.2699 | 0 | 7.4931 | 0.74931 | East African detailed analysis — Nairobi (USD) | 0.74931 | 16470
MODULE 6¦46.04 | MODULE 6 | 46.04 | Supply and install low-voltage power cabling to non-PoE cameras | m | 6.0858 | 0 | 7.1841 | 0 | 0% | 0% | 13.2699 | 0 | 7.4931 | 0.74931 | East African detailed analysis — Nairobi (USD) | 0.74931 | 16493
MODULE 6¦46.05 | MODULE 6 | 46.05 | Supply and install cable containment (tray, trunking, conduit) for CCTV cabling | m | 9.3315 | 0 | 10.9747 | 0 | 0% | 0% | 20.3062 | 0 | 11.451 | 1.1451 | East African detailed analysis — Nairobi (USD) | 1.1451 | 16516
MODULE 6¦46.06 | MODULE 6 | 46.06 | Supply and install external or underground ducting and draw pits for camera cabling | m | 6.0858 | 0 | 7.1841 | 0 | 0% | 0% | 13.2699 | 0 | 7.4931 | 0.74931 | East African detailed analysis — Nairobi (USD) | 0.74931 | 16539
MODULE 6¦46.07 | MODULE 6 | 46.07 | Supply and install patch panels, patch leads and cabinet terminations | nr | 28.806 | 0 | 35.3468 | 0 | 0% | 0% | 64.1528 | 0 | 36.582 | 3.6582 | East African detailed analysis — Nairobi (USD) | 3.6582 | 16562
MODULE 6¦46.08 | MODULE 6 | 46.08 | Supply and install local power supplies, PoE midspans and fused spurs to cameras | nr | 208.7326 | 0 | 242.3532 | 0 | 0% | 0% | 451.0858 | 0 | 260.6911 | 26.0691 | East African detailed analysis — Nairobi (USD) | 26.0691 | 16585
MODULE 6¦46.09 | MODULE 6 | 46.09 | Form and fire-stop cabling penetrations through walls and floors | nr | 37.3261 | 0 | 49.1731 | 0 | 0% | 0% | 86.4992 | 0 | 52.6658 | 5.2666 | East African detailed analysis — Nairobi (USD) | 5.2666 | 16608
MODULE 6¦46.1 | MODULE 6 | 46.1 | Supply and install cable identification, labelling and record marking | nr | 263.1376 | 0 | 299.4784 | 0 | 0% | 0% | 562.6159 | 0 | 323.5288 | 32.3529 | East African detailed analysis — Nairobi (USD) | 32.3529 | 16631
MODULE 6¦47.01 | MODULE 6 | 47.01 | Supply and install control-room video-wall or monitor array, including mounts | nr | 263.1376 | 0 | 299.4784 | 0 | 0% | 0% | 562.6159 | 0 | 323.5288 | 32.3529 | East African detailed analysis — Nairobi (USD) | 32.3529 | 16654
MODULE 6¦47.02 | MODULE 6 | 47.02 | Supply and install operator workstations, keyboards and joystick controllers | nr | 3428.9026 | 0 | 3717.4266 | 0 | 0% | 0% | 7146.3292 | 0 | 4073.2197 | 407.322 | East African detailed analysis — Nairobi (USD) | 407.322 | 16677
MODULE 6¦47.03 | MODULE 6 | 47.03 | Supply and install video-wall controller and display-management software | nr | 1428.5935 | 0 | 1670.0386 | 0 | 0% | 0% | 3098.6321 | 0 | 1815.5781 | 181.5578 | East African detailed analysis — Nairobi (USD) | 181.5578 | 16700
MODULE 6¦47.04 | MODULE 6 | 47.04 | Supply and install spot monitors and public-view monitors | nr | 263.1376 | 0 | 299.4784 | 0 | 0% | 0% | 562.6159 | 0 | 323.5288 | 32.3529 | East African detailed analysis — Nairobi (USD) | 32.3529 | 16723
MODULE 6¦47.05 | MODULE 6 | 47.05 | Supply and install control-room furniture, consoles and equipment housings | nr | 282.6507 | 0 | 314.973 | 0 | 0% | 0% | 597.6236 | 0 | 344.5743 | 34.4574 | East African detailed analysis — Nairobi (USD) | 34.4574 | 16746
MODULE 6¦47.06 | MODULE 6 | 47.06 | Configure display layouts, camera sequences and operator views | nr | 208.7326 | 0 | 242.3532 | 0 | 0% | 0% | 451.0858 | 0 | 260.6911 | 26.0691 | East African detailed analysis — Nairobi (USD) | 26.0691 | 16769
MODULE 6¦48.01 | MODULE 6 | 48.01 | Configure video-management software, user accounts and permissions | item | 4502.3184 | 0 | 4839.49 | 0 | 0% | 0% | 9341.8083 | 0 | 5300.3806 | 530.0381 | East African detailed analysis — Nairobi (USD) | 530.0381 | 16792
MODULE 6¦48.02 | MODULE 6 | 48.02 | Supply and configure video analytics (motion, line-crossing, intrusion, loitering) | nr | 263.1376 | 0 | 299.4784 | 0 | 0% | 0% | 562.6159 | 0 | 323.5288 | 32.3529 | East African detailed analysis — Nairobi (USD) | 32.3529 | 16815
MODULE 6¦48.03 | MODULE 6 | 48.03 | Integrate CCTV with access-control, intruder and fire-alarm systems | nr | 263.1376 | 0 | 299.4784 | 0 | 0% | 0% | 562.6159 | 0 | 323.5288 | 32.3529 | East African detailed analysis — Nairobi (USD) | 32.3529 | 16838
MODULE 6¦48.04 | MODULE 6 | 48.04 | Integrate CCTV with building-management or command-and-control platform | nr | 263.1376 | 0 | 299.4784 | 0 | 0% | 0% | 562.6159 | 0 | 323.5288 | 32.3529 | East African detailed analysis — Nairobi (USD) | 32.3529 | 16861
MODULE 6¦48.05 | MODULE 6 | 48.05 | Configure remote/mobile access, alarms and notification workflows | item | 263.1376 | 0 | 299.4784 | 0 | 0% | 0% | 562.6159 | 0 | 323.5288 | 32.3529 | East African detailed analysis — Nairobi (USD) | 32.3529 | 16884
MODULE 6¦48.06 | MODULE 6 | 48.06 | Configure cyber-security hardening, network segregation and certificates | item | 263.1376 | 0 | 299.4784 | 0 | 0% | 0% | 562.6159 | 0 | 323.5288 | 32.3529 | East African detailed analysis — Nairobi (USD) | 32.3529 | 16907
MODULE 6¦48.07 | MODULE 6 | 48.07 | Configure data-retention, privacy masking and GDPR-compliance settings | item | 3.2457 | 0 | 179.2195 | 0 | 0% | 0% | 182.4652 | 0 | 140.9832 | 14.0983 | East African detailed analysis — Nairobi (USD) | 14.0983 | 16930
MODULE 6¦49.01 | MODULE 6 | 49.01 | Carry out camera focus, field-of-view and image-quality setup | nr | 208.7326 | 0 | 242.3532 | 0 | 0% | 0% | 451.0858 | 0 | 260.6911 | 26.0691 | East African detailed analysis — Nairobi (USD) | 26.0691 | 16953
MODULE 6¦49.02 | MODULE 6 | 49.02 | Carry out point-to-point and end-to-end system testing | nr | 263.1376 | 0 | 299.4784 | 0 | 0% | 0% | 562.6159 | 0 | 323.5288 | 32.3529 | East African detailed analysis — Nairobi (USD) | 32.3529 | 16976
MODULE 6¦49.03 | MODULE 6 | 49.03 | Carry out recording, playback and retention verification | nr | 263.1376 | 0 | 299.4784 | 0 | 0% | 0% | 562.6159 | 0 | 323.5288 | 32.3529 | East African detailed analysis — Nairobi (USD) | 32.3529 | 16999
MODULE 6¦49.04 | MODULE 6 | 49.04 | Carry out analytics and alarm-trigger testing | nr | 263.1376 | 0 | 299.4784 | 0 | 0% | 0% | 562.6159 | 0 | 323.5288 | 32.3529 | East African detailed analysis — Nairobi (USD) | 32.3529 | 17022
MODULE 6¦49.05 | MODULE 6 | 49.05 | Provide system-acceptance testing and client witnessing | item | 263.1376 | 0 | 299.4784 | 0 | 0% | 0% | 562.6159 | 0 | 323.5288 | 32.3529 | East African detailed analysis — Nairobi (USD) | 32.3529 | 17045
MODULE 6¦49.06 | MODULE 6 | 49.06 | Provide record or as-installed drawings, camera schedules and IP-addressing schedule | item | 208.7326 | 0 | 242.3532 | 0 | 0% | 0% | 451.0858 | 0 | 260.6911 | 26.0691 | East African detailed analysis — Nairobi (USD) | 26.0691 | 17068
MODULE 6¦49.07 | MODULE 6 | 49.07 | Provide operation and maintenance manuals and health-and-safety file information | item | 263.1376 | 0 | 299.4784 | 0 | 0% | 0% | 562.6159 | 0 | 323.5288 | 32.3529 | East African detailed analysis — Nairobi (USD) | 32.3529 | 17091
MODULE 6¦49.08 | MODULE 6 | 49.08 | Provide operator and administrator training on installed system | item | 263.1376 | 0 | 299.4784 | 0 | 0% | 0% | 562.6159 | 0 | 323.5288 | 32.3529 | East African detailed analysis — Nairobi (USD) | 32.3529 | 17114
MODULE 7¦50.01 | MODULE 7 | 50.01 | Supply and install addressable fire-alarm control and indicating panel, including batteries | nr | 2783.2303 | 0 | 3198.6669 | 0 | 0% | 0% | 5981.8972 | 0 | 3473.8514 | 347.3851 | East African detailed analysis — Nairobi (USD) | 347.3851 | 17137
MODULE 7¦50.02 | MODULE 7 | 50.02 | Supply and install repeater or mimic panels and network interfaces | nr | 1194.5518 | 0 | 1316.1032 | 0 | 0% | 0% | 2510.6549 | 0 | 1436.3437 | 143.6344 | East African detailed analysis — Nairobi (USD) | 143.6344 | 17160
MODULE 7¦50.03 | MODULE 7 | 50.03 | Supply and install automatic smoke detectors (optical, multi-sensor) | nr | 74.9614 | 0 | 104.2117 | 0 | 0% | 0% | 179.1731 | 0 | 111.4133 | 11.1413 | East African detailed analysis — Nairobi (USD) | 11.1413 | 17183
MODULE 7¦50.04 | MODULE 7 | 50.04 | Supply and install automatic heat detectors and rate-of-rise detectors | nr | 74.9614 | 0 | 104.2117 | 0 | 0% | 0% | 179.1731 | 0 | 111.4133 | 11.1413 | East African detailed analysis — Nairobi (USD) | 11.1413 | 17206
MODULE 7¦50.05 | MODULE 7 | 50.05 | Supply and install aspirating smoke-detection system, including pipework and sampling points | m | 4.8382 | 0 | 8.7895 | 0 | 0% | 0% | 13.6277 | 0 | 8.7249 | 0.87249 | East African detailed analysis — Nairobi (USD) | 0.87249 | 17229
MODULE 7¦50.06 | MODULE 7 | 50.06 | Supply and install beam detectors and flame detectors | nr | 74.9614 | 0 | 104.2117 | 0 | 0% | 0% | 179.1731 | 0 | 111.4133 | 11.1413 | East African detailed analysis — Nairobi (USD) | 11.1413 | 17252
MODULE 7¦50.07 | MODULE 7 | 50.07 | Supply and install manual call points and interface/monitor modules | nr | 74.9614 | 0 | 104.2117 | 0 | 0% | 0% | 179.1731 | 0 | 111.4133 | 11.1413 | East African detailed analysis — Nairobi (USD) | 11.1413 | 17275
MODULE 7¦50.08 | MODULE 7 | 50.08 | Supply and install fire-alarm sounders, beacons and combined sounder-beacons | nr | 74.9614 | 0 | 104.2117 | 0 | 0% | 0% | 179.1731 | 0 | 111.4133 | 11.1413 | East African detailed analysis — Nairobi (USD) | 11.1413 | 17298
MODULE 7¦50.09 | MODULE 7 | 50.09 | Supply and install input/output modules, relays and plant-interface units | nr | 100.3864 | 0 | 118.8524 | 0 | 0% | 0% | 219.2388 | 0 | 127.8835 | 12.7884 | East African detailed analysis — Nairobi (USD) | 12.7884 | 17321
MODULE 7¦50.1 | MODULE 7 | 50.1 | Supply and install fire-rated detection and alarm cabling, including containment | m | 3.0632 | 0 | 4.4799 | 0 | 0% | 0% | 7.543 | 0 | 4.4681 | 0.44681 | East African detailed analysis — Nairobi (USD) | 0.44681 | 17344
MODULE 7¦50.11 | MODULE 7 | 50.11 | Supply and install door-holder and door-release devices linked to the alarm | nr | 166.3447 | 0 | 200.6665 | 0 | 0% | 0% | 367.0112 | 0 | 214.6955 | 21.4696 | East African detailed analysis — Nairobi (USD) | 21.4696 | 17367
MODULE 7¦50.12 | MODULE 7 | 50.12 | Programme cause-and-effect matrix and system configuration | nr | 11.9397 | 0 | 82.8613 | 0 | 0% | 0% | 94.801 | 0 | 68.6841 | 6.8684 | East African detailed analysis — Nairobi (USD) | 6.8684 | 17390
MODULE 7¦51.01 | MODULE 7 | 51.01 | Supply and install voice-alarm control equipment and amplifiers, including battery backup | nr | 1980.3709 | 0 | 2224.289 | 0 | 0% | 0% | 4204.66 | 0 | 2424.5628 | 242.4563 | East African detailed analysis — Nairobi (USD) | 242.4563 | 17413
MODULE 7¦51.02 | MODULE 7 | 51.02 | Supply and install loudspeakers and speaker circuits, including fire-rated cabling | nr | 155.4482 | 0 | 188.4138 | 0 | 0% | 0% | 343.8621 | 0 | 203.1122 | 20.3112 | East African detailed analysis — Nairobi (USD) | 20.3112 | 17436
MODULE 7¦51.03 | MODULE 7 | 51.03 | Supply and install emergency-microphone and paging stations | nr | 688.7558 | 0 | 754.1055 | 0 | 0% | 0% | 1442.8613 | 0 | 823.8311 | 82.3831 | East African detailed analysis — Nairobi (USD) | 82.3831 | 17459
MODULE 7¦51.04 | MODULE 7 | 51.04 | Supply and install disabled-refuge communication system and outstations | nr | 243.6631 | 0 | 279.0301 | 0 | 0% | 0% | 522.6932 | 0 | 301.0357 | 30.1036 | East African detailed analysis — Nairobi (USD) | 30.1036 | 17482
MODULE 7¦51.05 | MODULE 7 | 51.05 | Supply and install fire-telephone system and jack points | nr | 285.8964 | 0 | 320.3613 | 0 | 0% | 0% | 606.2577 | 0 | 348.1162 | 34.8116 | East African detailed analysis — Nairobi (USD) | 34.8116 | 17505
MODULE 7¦51.06 | MODULE 7 | 51.06 | Supply and install assistance and accessible-WC alarm systems | nr | 298.3771 | 0 | 388.5665 | 0 | 0% | 0% | 686.9436 | 0 | 420.7798 | 42.078 | East African detailed analysis — Nairobi (USD) | 42.078 | 17528
MODULE 7¦51.07 | MODULE 7 | 51.07 | Programme messages, zoning and cause-and-effect for voice alarm | nr | 11.9397 | 0 | 82.8613 | 0 | 0% | 0% | 94.801 | 0 | 68.6841 | 6.8684 | East African detailed analysis — Nairobi (USD) | 6.8684 | 17551
MODULE 7¦52.01 | MODULE 7 | 52.01 | Supply and install sprinkler pump set, jockey pump and controllers | nr | 2976.9706 | 0 | 3394.5595 | 0 | 0% | 0% | 6371.5301 | 0 | 3717.8799 | 371.788 | East African detailed analysis — Nairobi (USD) | 371.788 | 17574
MODULE 7¦52.02 | MODULE 7 | 52.02 | Supply and install sprinkler water-storage tank and connections | nr | 2276.507 | 0 | 2692.4961 | 0 | 0% | 0% | 4969.0031 | 0 | 2945.658 | 294.5658 | East African detailed analysis — Nairobi (USD) | 294.5658 | 17597
MODULE 7¦52.03 | MODULE 7 | 52.03 | Supply and install sprinkler control valve sets (wet/dry/pre-action), including alarm valves | nr | 96.3292 | 0 | 109.4919 | 0 | 0% | 0% | 205.8211 | 0 | 116.3139 | 11.6314 | East African detailed analysis — Nairobi (USD) | 11.6314 | 17620
MODULE 7¦52.04 | MODULE 7 | 52.04 | Supply and install sprinkler distribution and range pipework, including fittings and supports | m | 4.8382 | 0 | 8.7895 | 0 | 0% | 0% | 13.6277 | 0 | 8.7249 | 0.87249 | East African detailed analysis — Nairobi (USD) | 0.87249 | 17643
MODULE 7¦52.05 | MODULE 7 | 52.05 | Supply and install sprinkler heads (pendent, upright, sidewall, concealed) | nr | 16.3302 | 0 | 32.989 | 0 | 0% | 0% | 49.3192 | 0 | 34.0225 | 3.4022 | East African detailed analysis — Nairobi (USD) | 3.4022 | 17666
MODULE 7¦52.06 | MODULE 7 | 52.06 | Supply and install watermist or deluge suppression system, including nozzles | nr | 3072.4884 | 0 | 3472.9444 | 0 | 0% | 0% | 6545.4328 | 0 | 3786.9455 | 378.6946 | East African detailed analysis — Nairobi (USD) | 378.6946 | 17689
MODULE 7¦52.07 | MODULE 7 | 52.07 | Supply and install flow switches, pressure switches and monitoring devices | nr | 6.0858 | 0 | 11.1041 | 0 | 0% | 0% | 17.1899 | 0 | 9.9045 | 0.99045 | East African detailed analysis — Nairobi (USD) | 0.99045 | 17712
MODULE 7¦52.08 | MODULE 7 | 52.08 | Supply and install fire-brigade connections and test/drain facilities | nr | 112.4324 | 0 | 148.9659 | 0 | 0% | 0% | 261.3983 | 0 | 158.1776 | 15.8178 | East African detailed analysis — Nairobi (USD) | 15.8178 | 17735
MODULE 7¦52.09 | MODULE 7 | 52.09 | Supply and install pipework supports, bracing and seismic restraints | nr | 112.4324 | 0 | 148.9659 | 0 | 0% | 0% | 261.3983 | 0 | 158.1776 | 15.8178 | East African detailed analysis — Nairobi (USD) | 15.8178 | 17758
MODULE 7¦52.1 | MODULE 7 | 52.1 | Carry out hydraulic testing and flushing of sprinkler pipework | m | 4.8382 | 0 | 8.7895 | 0 | 0% | 0% | 13.6277 | 0 | 8.7249 | 0.87249 | East African detailed analysis — Nairobi (USD) | 0.87249 | 17781
MODULE 7¦53.01 | MODULE 7 | 53.01 | Supply and install gaseous-suppression cylinders, agent and manifold | nr | 3072.4884 | 0 | 3472.9444 | 0 | 0% | 0% | 6545.4328 | 0 | 3786.9455 | 378.6946 | East African detailed analysis — Nairobi (USD) | 378.6946 | 17804
MODULE 7¦53.02 | MODULE 7 | 53.02 | Supply and install discharge nozzles and distribution pipework | m | 4.8382 | 0 | 8.7895 | 0 | 0% | 0% | 13.6277 | 0 | 8.7249 | 0.87249 | East African detailed analysis — Nairobi (USD) | 0.87249 | 17827
MODULE 7¦53.03 | MODULE 7 | 53.03 | Supply and install suppression control panel, detection and actuation | nr | 3072.4884 | 0 | 3472.9444 | 0 | 0% | 0% | 6545.4328 | 0 | 3786.9455 | 378.6946 | East African detailed analysis — Nairobi (USD) | 378.6946 | 17850
MODULE 7¦53.04 | MODULE 7 | 53.04 | Supply and install kitchen wet-chemical suppression system, including nozzles | nr | 3072.4884 | 0 | 3472.9444 | 0 | 0% | 0% | 6545.4328 | 0 | 3786.9455 | 378.6946 | East African detailed analysis — Nairobi (USD) | 378.6946 | 17873
MODULE 7¦53.05 | MODULE 7 | 53.05 | Supply and install room-integrity provisions and pressure-relief dampers | nr | 112.4324 | 0 | 148.9659 | 0 | 0% | 0% | 261.3983 | 0 | 158.1776 | 15.8178 | East African detailed analysis — Nairobi (USD) | 15.8178 | 17896
MODULE 7¦53.06 | MODULE 7 | 53.06 | Supply and install warning signage, abort and manual-release stations | nr | 125.7728 | 0 | 166.0645 | 0 | 0% | 0% | 291.8373 | 0 | 176.6354 | 17.6635 | East African detailed analysis — Nairobi (USD) | 17.6635 | 17919
MODULE 7¦53.07 | MODULE 7 | 53.07 | Carry out room-integrity (fan) testing and discharge commissioning | nr | 406.1051 | 0 | 584.8338 | 0 | 0% | 0% | 990.9389 | 0 | 626.3263 | 62.6326 | East African detailed analysis — Nairobi (USD) | 62.6326 | 17942
MODULE 7¦54.01 | MODULE 7 | 54.01 | Supply and install dry-riser pipework, including inlet, outlet and landing valves | m | 4.8382 | 0 | 8.7895 | 0 | 0% | 0% | 13.6277 | 0 | 8.7249 | 0.87249 | East African detailed analysis — Nairobi (USD) | 0.87249 | 17965
MODULE 7¦54.02 | MODULE 7 | 54.02 | Supply and install wet-riser pipework, pumps and pressure-control equipment | m | 4323.3385 | 0 | 4865.0464 | 0 | 0% | 0% | 9188.3849 | 0 | 5325.6502 | 532.565 | East African detailed analysis — Nairobi (USD) | 532.565 | 17988
MODULE 7¦54.03 | MODULE 7 | 54.03 | Supply and install dry/wet-riser inlet and outlet breeching cabinets | nr | 13.7944 | 0 | 21.7485 | 0 | 0% | 0% | 35.5429 | 0 | 20.4635 | 2.0463 | East African detailed analysis — Nairobi (USD) | 2.0463 | 18011
MODULE 7¦54.04 | MODULE 7 | 54.04 | Supply and install landing valves, hose connections and outlet fittings | nr | 96.3292 | 0 | 109.4919 | 0 | 0% | 0% | 205.8211 | 0 | 116.3139 | 11.6314 | East African detailed analysis — Nairobi (USD) | 11.6314 | 18034
MODULE 7¦54.05 | MODULE 7 | 54.05 | Supply and install firefighting hose reels and cabinets, including connections | nr | 112.4324 | 0 | 148.9659 | 0 | 0% | 0% | 261.3983 | 0 | 158.1776 | 15.8178 | East African detailed analysis — Nairobi (USD) | 15.8178 | 18057
MODULE 7¦54.06 | MODULE 7 | 54.06 | Supply and install firefighting-shaft and lobby provisions, signage and equipment | nr | 125.7728 | 0 | 166.0645 | 0 | 0% | 0% | 291.8373 | 0 | 176.6354 | 17.6635 | East African detailed analysis — Nairobi (USD) | 17.6635 | 18080
MODULE 7¦54.07 | MODULE 7 | 54.07 | Carry out pressure and flow testing of riser installations | m | 6.0858 | 0 | 7.1841 | 0 | 0% | 0% | 13.2699 | 0 | 7.4931 | 0.74931 | East African detailed analysis — Nairobi (USD) | 0.74931 | 18103
MODULE 7¦55.01 | MODULE 7 | 55.01 | Supply and install smoke-control panel, including battery backup and interfaces | nr | 1973.068 | 0 | 2110.3613 | 0 | 0% | 0% | 4083.4293 | 0 | 2309.3901 | 230.939 | East African detailed analysis — Nairobi (USD) | 230.939 | 18126
MODULE 7¦55.02 | MODULE 7 | 55.02 | Supply and install automatic opening vents (AOV) and actuators | nr | 201.9165 | 0 | 233.3416 | 0 | 0% | 0% | 435.2581 | 0 | 252.4264 | 25.2426 | East African detailed analysis — Nairobi (USD) | 25.2426 | 18149
MODULE 7¦55.03 | MODULE 7 | 55.03 | Supply and install natural smoke-ventilation shafts, dampers and controls | nr | 112.4324 | 0 | 148.9659 | 0 | 0% | 0% | 261.3983 | 0 | 158.1776 | 15.8178 | East African detailed analysis — Nairobi (USD) | 15.8178 | 18172
MODULE 7¦55.04 | MODULE 7 | 55.04 | Supply and install mechanical smoke-extract fans and ductwork | nr | 406.1051 | 0 | 584.8338 | 0 | 0% | 0% | 990.9389 | 0 | 626.3263 | 62.6326 | East African detailed analysis — Nairobi (USD) | 62.6326 | 18195
MODULE 7¦55.05 | MODULE 7 | 55.05 | Supply and install stair and lobby pressurisation fans and dampers | nr | 406.1051 | 0 | 584.8338 | 0 | 0% | 0% | 990.9389 | 0 | 626.3263 | 62.6326 | East African detailed analysis — Nairobi (USD) | 62.6326 | 18218
MODULE 7¦55.06 | MODULE 7 | 55.06 | Supply and install smoke curtains and barriers, including controls | nr | 206.9165 | 0 | 242.6005 | 0 | 0% | 0% | 449.517 | 0 | 264.1809 | 26.4181 | East African detailed analysis — Nairobi (USD) | 26.4181 | 18241
MODULE 7¦55.07 | MODULE 7 | 55.07 | Supply and install fire and smoke dampers within ductwork | nr | 112.4324 | 0 | 148.9659 | 0 | 0% | 0% | 261.3983 | 0 | 158.1776 | 15.8178 | East African detailed analysis — Nairobi (USD) | 15.8178 | 18264
MODULE 7¦55.08 | MODULE 7 | 55.08 | Carry out smoke-control cause-and-effect and performance testing | nr | 11.9397 | 0 | 82.8613 | 0 | 0% | 0% | 94.801 | 0 | 68.6841 | 6.8684 | East African detailed analysis — Nairobi (USD) | 6.8684 | 18287
MODULE 7¦56.01 | MODULE 7 | 56.01 | Supply and install fire-stopping to service penetrations through walls and floors | nr | 37.3261 | 0 | 49.1731 | 0 | 0% | 0% | 86.4992 | 0 | 52.6658 | 5.2666 | East African detailed analysis — Nairobi (USD) | 5.2666 | 18310
MODULE 7¦56.02 | MODULE 7 | 56.02 | Supply and install linear and movement-joint fire seals | m | 6.0858 | 0 | 7.1841 | 0 | 0% | 0% | 13.2699 | 0 | 7.4931 | 0.74931 | East African detailed analysis — Nairobi (USD) | 0.74931 | 18333
MODULE 7¦56.03 | MODULE 7 | 56.03 | Supply and install fire-rated dampers, collars and sleeves to penetrations | nr | 112.4324 | 0 | 148.9659 | 0 | 0% | 0% | 261.3983 | 0 | 158.1776 | 15.8178 | East African detailed analysis — Nairobi (USD) | 15.8178 | 18356
MODULE 7¦56.04 | MODULE 7 | 56.04 | Apply intumescent or protective coating to structural steel | m² | 75.058 | 0 | 139.4755 | 0 | 0% | 0% | 214.5334 | 0 | 148.1207 | 14.8121 | East African detailed analysis — Nairobi (USD) | 14.8121 | 18379
MODULE 7¦56.05 | MODULE 7 | 56.05 | Supply and install fire-rated boarding and encasement to structure and shafts | m² | 12.983 | 0 | 15.2241 | 0 | 0% | 0% | 28.2071 | 0 | 15.919 | 1.5919 | East African detailed analysis — Nairobi (USD) | 1.5919 | 18402
MODULE 7¦56.06 | MODULE 7 | 56.06 | Supply and install cavity barriers and fire barriers within construction | m | 6.0858 | 0 | 7.1841 | 0 | 0% | 0% | 13.2699 | 0 | 7.4931 | 0.74931 | East African detailed analysis — Nairobi (USD) | 0.74931 | 18425
MODULE 7¦56.07 | MODULE 7 | 56.07 | Supply and install fire-rated access panels and hatches | nr | 112.4324 | 0 | 148.9659 | 0 | 0% | 0% | 261.3983 | 0 | 158.1776 | 15.8178 | East African detailed analysis — Nairobi (USD) | 15.8178 | 18448
MODULE 7¦56.08 | MODULE 7 | 56.08 | Provide fire-stopping identification labelling and register | nr | 112.4324 | 0 | 148.9659 | 0 | 0% | 0% | 261.3983 | 0 | 158.1776 | 15.8178 | East African detailed analysis — Nairobi (USD) | 15.8178 | 18471
MODULE 7¦57.01 | MODULE 7 | 57.01 | Supply and install portable fire extinguishers, including brackets and stands | nr | 119.8609 | 0 | 149.4822 | 0 | 0% | 0% | 269.3431 | 0 | 161.5949 | 16.1595 | East African detailed analysis — Nairobi (USD) | 16.1595 | 18494
MODULE 7¦57.02 | MODULE 7 | 57.02 | Supply and install fire blankets, including cabinets | nr | 112.4324 | 0 | 148.9659 | 0 | 0% | 0% | 261.3983 | 0 | 158.1776 | 15.8178 | East African detailed analysis — Nairobi (USD) | 15.8178 | 18517
MODULE 7¦57.03 | MODULE 7 | 57.03 | Supply and install fire-point equipment, cabinets and identification | nr | 112.4324 | 0 | 148.9659 | 0 | 0% | 0% | 261.3983 | 0 | 158.1776 | 15.8178 | East African detailed analysis — Nairobi (USD) | 15.8178 | 18540
MODULE 7¦57.04 | MODULE 7 | 57.04 | Supply and install photoluminescent and statutory fire-safety signage | nr | 125.7728 | 0 | 166.0645 | 0 | 0% | 0% | 291.8373 | 0 | 176.6354 | 17.6635 | East African detailed analysis — Nairobi (USD) | 17.6635 | 18563
MODULE 7¦57.05 | MODULE 7 | 57.05 | Supply and install fire-action notices and assembly-point signage | nr | 125.7728 | 0 | 166.0645 | 0 | 0% | 0% | 291.8373 | 0 | 176.6354 | 17.6635 | East African detailed analysis — Nairobi (USD) | 17.6635 | 18586
MODULE 7¦58.01 | MODULE 7 | 58.01 | Carry out integrated fire-systems cause-and-effect testing | item | 11.9397 | 0 | 82.8613 | 0 | 0% | 0% | 94.801 | 0 | 68.6841 | 6.8684 | East African detailed analysis — Nairobi (USD) | 6.8684 | 18609
MODULE 7¦58.02 | MODULE 7 | 58.02 | Carry out detection, alarm and voice-alarm commissioning to standards | nr | 112.4324 | 0 | 148.9659 | 0 | 0% | 0% | 261.3983 | 0 | 158.1776 | 15.8178 | East African detailed analysis — Nairobi (USD) | 15.8178 | 18632
MODULE 7¦58.03 | MODULE 7 | 58.03 | Provide system-acceptance testing and client/authority witnessing | item | 112.4324 | 0 | 148.9659 | 0 | 0% | 0% | 261.3983 | 0 | 158.1776 | 15.8178 | East African detailed analysis — Nairobi (USD) | 15.8178 | 18655
MODULE 7¦58.04 | MODULE 7 | 58.04 | Provide fire-alarm and suppression certificates and test schedules | item | 3072.4884 | 0 | 3472.9444 | 0 | 0% | 0% | 6545.4328 | 0 | 3786.9455 | 378.6946 | East African detailed analysis — Nairobi (USD) | 378.6946 | 18678
MODULE 7¦58.05 | MODULE 7 | 58.05 | Provide record or as-installed drawings, zone charts and cause-and-effect matrix | item | 11.9397 | 0 | 82.8613 | 0 | 0% | 0% | 94.801 | 0 | 68.6841 | 6.8684 | East African detailed analysis — Nairobi (USD) | 6.8684 | 18701
MODULE 7¦58.06 | MODULE 7 | 58.06 | Provide operation and maintenance manuals and fire-safety file information | item | 112.4324 | 0 | 148.9659 | 0 | 0% | 0% | 261.3983 | 0 | 158.1776 | 15.8178 | East African detailed analysis — Nairobi (USD) | 15.8178 | 18724
MODULE 7¦58.07 | MODULE 7 | 58.07 | Provide operative, responsible-person and client training | item | 112.4324 | 0 | 148.9659 | 0 | 0% | 0% | 261.3983 | 0 | 158.1776 | 15.8178 | East African detailed analysis — Nairobi (USD) | 15.8178 | 18747
MODULE 8¦59.01 | MODULE 8 | 59.01 | Supply and install comms-room equipment cabinets and racks, including PDUs | nr | 1003.864 | 0 | 1100.425 | 0 | 0% | 0% | 2104.289 | 0 | 1198.6727 | 119.8673 | East African detailed analysis — Nairobi (USD) | 119.8673 | 18770
MODULE 8¦59.02 | MODULE 8 | 59.02 | Supply and install horizontal Cat6/Cat6A copper cabling to outlets, including terminations | m | 45.3478 | 0 | 60.0958 | 0 | 0% | 0% | 105.4436 | 0 | 59.478 | 5.9478 | East African detailed analysis — Nairobi (USD) | 5.9478 | 18793
MODULE 8¦59.03 | MODULE 8 | 59.03 | Supply and install fibre-optic backbone cabling between comms rooms, including terminations | m | 3.7123 | 0 | 5.3817 | 0 | 0% | 0% | 9.094 | 0 | 5.5599 | 0.55599 | East African detailed analysis — Nairobi (USD) | 0.55599 | 18816
MODULE 8¦59.04 | MODULE 8 | 59.04 | Supply and install copper backbone/riser cabling between floors | m | 45.3478 | 0 | 60.0958 | 0 | 0% | 0% | 105.4436 | 0 | 59.478 | 5.9478 | East African detailed analysis — Nairobi (USD) | 5.9478 | 18839
MODULE 8¦59.05 | MODULE 8 | 59.05 | Supply and install RJ45 outlets, faceplates and modules | nr | 13.7944 | 0 | 21.7485 | 0 | 0% | 0% | 35.5429 | 0 | 20.4635 | 2.0463 | East African detailed analysis — Nairobi (USD) | 2.0463 | 18862
MODULE 8¦59.06 | MODULE 8 | 59.06 | Supply and install patch panels, fibre trays and cable management | nr | 247.6816 | 0 | 283.2496 | 0 | 0% | 0% | 530.9312 | 0 | 305.6772 | 30.5677 | East African detailed analysis — Nairobi (USD) | 30.5677 | 18885
MODULE 8¦59.07 | MODULE 8 | 59.07 | Supply and install copper and fibre patch leads | nr | 45.3478 | 0 | 60.0958 | 0 | 0% | 0% | 105.4436 | 0 | 59.478 | 5.9478 | East African detailed analysis — Nairobi (USD) | 5.9478 | 18908
MODULE 8¦59.08 | MODULE 8 | 59.08 | Supply and install dedicated containment (tray, trunking, conduit, basket) for comms cabling | m | 9.3315 | 0 | 10.9747 | 0 | 0% | 0% | 20.3062 | 0 | 11.451 | 1.1451 | East African detailed analysis — Nairobi (USD) | 1.1451 | 18931
MODULE 8¦59.09 | MODULE 8 | 59.09 | Supply and install cable labelling, identification and record marking | nr | 223.3385 | 0 | 257.6893 | 0 | 0% | 0% | 481.0278 | 0 | 277.5609 | 27.7561 | East African detailed analysis — Nairobi (USD) | 27.7561 | 18954
MODULE 8¦59.1 | MODULE 8 | 59.1 | Form and fire-stop comms cabling penetrations through walls and floors | nr | 37.3261 | 0 | 49.1731 | 0 | 0% | 0% | 86.4992 | 0 | 52.6658 | 5.2666 | East African detailed analysis — Nairobi (USD) | 5.2666 | 18977
MODULE 8¦60.01 | MODULE 8 | 60.01 | Supply and install core and distribution network switches | nr | 6.0858 | 0 | 11.1041 | 0 | 0% | 0% | 17.1899 | 0 | 9.9045 | 0.99045 | East African detailed analysis — Nairobi (USD) | 0.99045 | 19000
MODULE 8¦60.02 | MODULE 8 | 60.02 | Supply and install access-layer/edge network switches, including PoE | nr | 6.0858 | 0 | 11.1041 | 0 | 0% | 0% | 17.1899 | 0 | 9.9045 | 0.99045 | East African detailed analysis — Nairobi (USD) | 0.99045 | 19023
MODULE 8¦60.03 | MODULE 8 | 60.03 | Supply and install routers, firewalls and network security appliances | nr | 2088.8717 | 0 | 2271.7543 | 0 | 0% | 0% | 4360.626 | 0 | 2481.9175 | 248.1918 | East African detailed analysis — Nairobi (USD) | 248.1918 | 19046
MODULE 8¦60.04 | MODULE 8 | 60.04 | Supply and install wireless LAN controllers and access points | nr | 1428.5935 | 0 | 1670.0386 | 0 | 0% | 0% | 3098.6321 | 0 | 1815.5781 | 181.5578 | East African detailed analysis — Nairobi (USD) | 181.5578 | 19069
MODULE 8¦60.05 | MODULE 8 | 60.05 | Supply and install network servers, storage and virtualisation hardware | nr | 223.3385 | 0 | 257.6893 | 0 | 0% | 0% | 481.0278 | 0 | 277.5609 | 27.7561 | East African detailed analysis — Nairobi (USD) | 27.7561 | 19092
MODULE 8¦60.06 | MODULE 8 | 60.06 | Supply and install network management software and configuration | item | 223.3385 | 0 | 257.6893 | 0 | 0% | 0% | 481.0278 | 0 | 277.5609 | 27.7561 | East African detailed analysis — Nairobi (USD) | 27.7561 | 19115
MODULE 8¦60.07 | MODULE 8 | 60.07 | Supply and install UPS and power distribution to network equipment | nr | 2779.1731 | 0 | 3133.3559 | 0 | 0% | 0% | 5912.529 | 0 | 3415.143 | 341.5143 | East African detailed analysis — Nairobi (USD) | 341.5143 | 19138
MODULE 8¦60.08 | MODULE 8 | 60.08 | Configure VLANs, IP addressing, QoS and network security | item | 223.3385 | 0 | 257.6893 | 0 | 0% | 0% | 481.0278 | 0 | 277.5609 | 27.7561 | East African detailed analysis — Nairobi (USD) | 27.7561 | 19161
MODULE 8¦60.09 | MODULE 8 | 60.09 | Carry out network commissioning and performance testing | nr | 223.3385 | 0 | 257.6893 | 0 | 0% | 0% | 481.0278 | 0 | 277.5609 | 27.7561 | East African detailed analysis — Nairobi (USD) | 27.7561 | 19184
MODULE 8¦61.01 | MODULE 8 | 61.01 | Supply and install IP-PBX/telephony platform and call-management software | nr | 223.3385 | 0 | 257.6893 | 0 | 0% | 0% | 481.0278 | 0 | 277.5609 | 27.7561 | East African detailed analysis — Nairobi (USD) | 27.7561 | 19207
MODULE 8¦61.02 | MODULE 8 | 61.02 | Supply and install VoIP handsets and conference units | nr | 223.3385 | 0 | 257.6893 | 0 | 0% | 0% | 481.0278 | 0 | 277.5609 | 27.7561 | East African detailed analysis — Nairobi (USD) | 27.7561 | 19230
MODULE 8¦61.03 | MODULE 8 | 61.03 | Supply and install session border controllers and voice gateways | nr | 1428.5935 | 0 | 1670.0386 | 0 | 0% | 0% | 3098.6321 | 0 | 1815.5781 | 181.5578 | East African detailed analysis — Nairobi (USD) | 181.5578 | 19253
MODULE 8¦61.04 | MODULE 8 | 61.04 | Supply and install DECT/cordless base stations and handsets | nr | 223.3385 | 0 | 257.6893 | 0 | 0% | 0% | 481.0278 | 0 | 277.5609 | 27.7561 | East African detailed analysis — Nairobi (USD) | 27.7561 | 19276
MODULE 8¦61.05 | MODULE 8 | 61.05 | Supply and install voice-recording and call-logging equipment | nr | 223.3385 | 0 | 257.6893 | 0 | 0% | 0% | 481.0278 | 0 | 277.5609 | 27.7561 | East African detailed analysis — Nairobi (USD) | 27.7561 | 19299
MODULE 8¦61.06 | MODULE 8 | 61.06 | Configure numbering plan, call routing and voicemail | item | 223.3385 | 0 | 257.6893 | 0 | 0% | 0% | 481.0278 | 0 | 277.5609 | 27.7561 | East African detailed analysis — Nairobi (USD) | 27.7561 | 19322
MODULE 8¦61.07 | MODULE 8 | 61.07 | Carry out telephony commissioning and call testing | nr | 223.3385 | 0 | 257.6893 | 0 | 0% | 0% | 481.0278 | 0 | 277.5609 | 27.7561 | East African detailed analysis — Nairobi (USD) | 27.7561 | 19345
MODULE 8¦62.01 | MODULE 8 | 62.01 | Supply and install display screens, projectors and interactive panels, including mounts | nr | 223.3385 | 0 | 257.6893 | 0 | 0% | 0% | 481.0278 | 0 | 277.5609 | 27.7561 | East African detailed analysis — Nairobi (USD) | 27.7561 | 19368
MODULE 8¦62.02 | MODULE 8 | 62.02 | Supply and install AV matrix switchers, extenders and signal processing | nr | 6.0858 | 0 | 11.1041 | 0 | 0% | 0% | 17.1899 | 0 | 9.9045 | 0.99045 | East African detailed analysis — Nairobi (USD) | 0.99045 | 19391
MODULE 8¦62.03 | MODULE 8 | 62.03 | Supply and install room audio (speakers, amplifiers, microphones) | nr | 211.1669 | 0 | 233.3172 | 0 | 0% | 0% | 444.4842 | 0 | 254.3537 | 25.4354 | East African detailed analysis — Nairobi (USD) | 25.4354 | 19414
MODULE 8¦62.04 | MODULE 8 | 62.04 | Supply and install video-conferencing codecs, cameras and control panels | nr | 208.7326 | 0 | 242.3532 | 0 | 0% | 0% | 451.0858 | 0 | 260.6911 | 26.0691 | East African detailed analysis — Nairobi (USD) | 26.0691 | 19437
MODULE 8¦62.05 | MODULE 8 | 62.05 | Supply and install digital-signage players, media distribution and CMS | nr | 125.7728 | 0 | 166.0645 | 0 | 0% | 0% | 291.8373 | 0 | 176.6354 | 17.6635 | East African detailed analysis — Nairobi (USD) | 17.6635 | 19460
MODULE 8¦62.06 | MODULE 8 | 62.06 | Supply and install AV cabling, containment and floor/wall connection plates | m | 6.0858 | 0 | 7.1841 | 0 | 0% | 0% | 13.2699 | 0 | 7.4931 | 0.74931 | East African detailed analysis — Nairobi (USD) | 0.74931 | 19483
MODULE 8¦62.07 | MODULE 8 | 62.07 | Supply and install AV control system, touch panels and programming | nr | 223.3385 | 0 | 257.6893 | 0 | 0% | 0% | 481.0278 | 0 | 277.5609 | 27.7561 | East African detailed analysis — Nairobi (USD) | 27.7561 | 19506
MODULE 8¦62.08 | MODULE 8 | 62.08 | Carry out AV commissioning, calibration and user testing | nr | 223.3385 | 0 | 257.6893 | 0 | 0% | 0% | 481.0278 | 0 | 277.5609 | 27.7561 | East African detailed analysis — Nairobi (USD) | 27.7561 | 19529
MODULE 8¦63.01 | MODULE 8 | 63.01 | Supply and install PA/GA control equipment and amplifiers | nr | 1980.3709 | 0 | 2224.289 | 0 | 0% | 0% | 4204.66 | 0 | 2424.5628 | 242.4563 | East African detailed analysis — Nairobi (USD) | 242.4563 | 19552
MODULE 8¦63.02 | MODULE 8 | 63.02 | Supply and install loudspeakers and speaker circuits, including cabling | nr | 155.4482 | 0 | 188.4138 | 0 | 0% | 0% | 343.8621 | 0 | 203.1122 | 20.3112 | East African detailed analysis — Nairobi (USD) | 20.3112 | 19575
MODULE 8¦63.03 | MODULE 8 | 63.03 | Supply and install paging microphones and announcement stations | nr | 211.1669 | 0 | 233.3172 | 0 | 0% | 0% | 444.4842 | 0 | 254.3537 | 25.4354 | East African detailed analysis — Nairobi (USD) | 25.4354 | 19598
MODULE 8¦63.04 | MODULE 8 | 63.04 | Supply and install background-music sources and zone controllers | nr | 1428.5935 | 0 | 1670.0386 | 0 | 0% | 0% | 3098.6321 | 0 | 1815.5781 | 181.5578 | East African detailed analysis — Nairobi (USD) | 181.5578 | 19621
MODULE 8¦63.05 | MODULE 8 | 63.05 | Configure zoning, messages and priority for PA/GA | item | 223.3385 | 0 | 257.6893 | 0 | 0% | 0% | 481.0278 | 0 | 277.5609 | 27.7561 | East African detailed analysis — Nairobi (USD) | 27.7561 | 19644
MODULE 8¦63.06 | MODULE 8 | 63.06 | Carry out PA/GA commissioning and audibility testing | nr | 223.3385 | 0 | 257.6893 | 0 | 0% | 0% | 481.0278 | 0 | 277.5609 | 27.7561 | East African detailed analysis — Nairobi (USD) | 27.7561 | 19667
MODULE 8¦64.01 | MODULE 8 | 64.01 | Supply and install audio/video door-entry panels and controllers | nr | 166.3447 | 0 | 200.6665 | 0 | 0% | 0% | 367.0112 | 0 | 214.6955 | 21.4696 | East African detailed analysis — Nairobi (USD) | 21.4696 | 19690
MODULE 8¦64.02 | MODULE 8 | 64.02 | Supply and install internal answering units and monitors | nr | 223.3385 | 0 | 257.6893 | 0 | 0% | 0% | 481.0278 | 0 | 277.5609 | 27.7561 | East African detailed analysis — Nairobi (USD) | 27.7561 | 19713
MODULE 8¦64.03 | MODULE 8 | 64.03 | Supply and install intercom stations and help/assistance points | nr | 243.6631 | 0 | 279.0301 | 0 | 0% | 0% | 522.6932 | 0 | 301.0357 | 30.1036 | East African detailed analysis — Nairobi (USD) | 30.1036 | 19736
MODULE 8¦64.04 | MODULE 8 | 64.04 | Supply and install induction-loop (AFILS) amplifiers and loop cabling | m | 6.0858 | 0 | 7.1841 | 0 | 0% | 0% | 13.2699 | 0 | 7.4931 | 0.74931 | East African detailed analysis — Nairobi (USD) | 0.74931 | 19759
MODULE 8¦64.05 | MODULE 8 | 64.05 | Supply and install counter and reception hearing-assistance systems | nr | 677.5502 | 0 | 812.0073 | 0 | 0% | 0% | 1489.5576 | 0 | 878.5474 | 87.8547 | East African detailed analysis — Nairobi (USD) | 87.8547 | 19782
MODULE 8¦64.06 | MODULE 8 | 64.06 | Supply and install door-entry cabling, containment and power supplies | m | 6.0858 | 0 | 7.1841 | 0 | 0% | 0% | 13.2699 | 0 | 7.4931 | 0.74931 | East African detailed analysis — Nairobi (USD) | 0.74931 | 19805
MODULE 8¦64.07 | MODULE 8 | 64.07 | Carry out commissioning and testing of door-entry and loop systems | nr | 166.3447 | 0 | 200.6665 | 0 | 0% | 0% | 367.0112 | 0 | 214.6955 | 21.4696 | East African detailed analysis — Nairobi (USD) | 21.4696 | 19828
MODULE 8¦65.01 | MODULE 8 | 65.01 | Supply and install MATV/IPTV head-end equipment and distribution | nr | 223.3385 | 0 | 257.6893 | 0 | 0% | 0% | 481.0278 | 0 | 277.5609 | 27.7561 | East African detailed analysis — Nairobi (USD) | 27.7561 | 19851
MODULE 8¦65.02 | MODULE 8 | 65.02 | Supply and install TV/satellite antennae, dishes and receivers | nr | 223.3385 | 0 | 257.6893 | 0 | 0% | 0% | 481.0278 | 0 | 277.5609 | 27.7561 | East African detailed analysis — Nairobi (USD) | 27.7561 | 19874
MODULE 8¦65.03 | MODULE 8 | 65.03 | Supply and install coaxial/IPTV distribution cabling and outlets | m | 6.0858 | 0 | 7.1841 | 0 | 0% | 0% | 13.2699 | 0 | 7.4931 | 0.74931 | East African detailed analysis — Nairobi (USD) | 0.74931 | 19897
MODULE 8¦65.04 | MODULE 8 | 65.04 | Supply and install distributed-antenna system (DAS) for mobile coverage | nr | 223.3385 | 0 | 257.6893 | 0 | 0% | 0% | 481.0278 | 0 | 277.5609 | 27.7561 | East African detailed analysis — Nairobi (USD) | 27.7561 | 19920
MODULE 8¦65.05 | MODULE 8 | 65.05 | Supply and install public/guest wireless network and portal | item | 223.3385 | 0 | 257.6893 | 0 | 0% | 0% | 481.0278 | 0 | 277.5609 | 27.7561 | East African detailed analysis — Nairobi (USD) | 27.7561 | 19943
MODULE 8¦65.06 | MODULE 8 | 65.06 | Supply and install two-way radio and site communication systems | nr | 223.3385 | 0 | 257.6893 | 0 | 0% | 0% | 481.0278 | 0 | 277.5609 | 27.7561 | East African detailed analysis — Nairobi (USD) | 27.7561 | 19966
MODULE 8¦65.07 | MODULE 8 | 65.07 | Carry out commissioning and coverage testing of wireless/IPTV systems | nr | 223.3385 | 0 | 257.6893 | 0 | 0% | 0% | 481.0278 | 0 | 277.5609 | 27.7561 | East African detailed analysis — Nairobi (USD) | 27.7561 | 19989
MODULE 8¦66.01 | MODULE 8 | 66.01 | Carry out certified testing of copper structured cabling | nr | 45.3478 | 0 | 60.0958 | 0 | 0% | 0% | 105.4436 | 0 | 59.478 | 5.9478 | East African detailed analysis — Nairobi (USD) | 5.9478 | 20012
MODULE 8¦66.02 | MODULE 8 | 66.02 | Carry out OTDR and insertion-loss testing of fibre cabling | nr | 223.3385 | 0 | 257.6893 | 0 | 0% | 0% | 481.0278 | 0 | 277.5609 | 27.7561 | East African detailed analysis — Nairobi (USD) | 27.7561 | 20035
MODULE 8¦66.03 | MODULE 8 | 66.03 | Provide cabling test results and manufacturer warranty certification | item | 223.3385 | 0 | 257.6893 | 0 | 0% | 0% | 481.0278 | 0 | 277.5609 | 27.7561 | East African detailed analysis — Nairobi (USD) | 27.7561 | 20058
MODULE 8¦66.04 | MODULE 8 | 66.04 | Carry out integrated systems testing and client witnessing | item | 223.3385 | 0 | 257.6893 | 0 | 0% | 0% | 481.0278 | 0 | 277.5609 | 27.7561 | East African detailed analysis — Nairobi (USD) | 27.7561 | 20081
MODULE 8¦66.05 | MODULE 8 | 66.05 | Provide record/as-installed drawings, cabinet layouts and port schedules | item | 223.3385 | 0 | 257.6893 | 0 | 0% | 0% | 481.0278 | 0 | 277.5609 | 27.7561 | East African detailed analysis — Nairobi (USD) | 27.7561 | 20104
MODULE 8¦66.06 | MODULE 8 | 66.06 | Provide operation and maintenance manuals and health-and-safety file information | item | 223.3385 | 0 | 257.6893 | 0 | 0% | 0% | 481.0278 | 0 | 277.5609 | 27.7561 | East African detailed analysis — Nairobi (USD) | 27.7561 | 20127
MODULE 8¦66.07 | MODULE 8 | 66.07 | Provide administrator and user training on installed systems | item | 223.3385 | 0 | 257.6893 | 0 | 0% | 0% | 481.0278 | 0 | 277.5609 | 27.7561 | East African detailed analysis — Nairobi (USD) | 27.7561 | 20150
MODULE 9¦67.01 | MODULE 9 | 67.01 | Supply and install electric traction passenger lift, including car, machine, ropes and controls | nr | 50815.3014 | 0 | 61864.5672 | 0 | 0% | 0% | 112679.8686 | 0 | 67953.9026 | 6795.3903 | East African detailed analysis — Nairobi (USD) | 6795.3903 | 20173
MODULE 9¦67.02 | MODULE 9 | 67.02 | Supply and install hydraulic passenger lift, including car, power unit and controls | nr | 50815.3014 | 0 | 61864.5672 | 0 | 0% | 0% | 112679.8686 | 0 | 67953.9026 | 6795.3903 | East African detailed analysis — Nairobi (USD) | 6795.3903 | 20196
MODULE 9¦67.03 | MODULE 9 | 67.03 | Supply and install machine-room-less (MRL) lift, including car, drive and controls | nr | 201.9165 | 0 | 233.3416 | 0 | 0% | 0% | 435.2581 | 0 | 252.4264 | 25.2426 | East African detailed analysis — Nairobi (USD) | 25.2426 | 20219
MODULE 9¦67.04 | MODULE 9 | 67.04 | Supply and install goods/service lift, including car, gates and controls | nr | 50815.3014 | 0 | 61864.5672 | 0 | 0% | 0% | 112679.8686 | 0 | 67953.9026 | 6795.3903 | East African detailed analysis — Nairobi (USD) | 6795.3903 | 20242
MODULE 9¦67.05 | MODULE 9 | 67.05 | Supply and install firefighting/evacuation lift, including protection and controls | nr | 50815.3014 | 0 | 61864.5672 | 0 | 0% | 0% | 112679.8686 | 0 | 67953.9026 | 6795.3903 | East African detailed analysis — Nairobi (USD) | 6795.3903 | 20265
MODULE 9¦67.06 | MODULE 9 | 67.06 | Supply and install lift landing entrances, doors, frames and sills | nr | 166.3447 | 0 | 200.6665 | 0 | 0% | 0% | 367.0112 | 0 | 214.6955 | 21.4696 | East African detailed analysis — Nairobi (USD) | 21.4696 | 20288
MODULE 9¦67.07 | MODULE 9 | 67.07 | Supply and install lift car finishes, ceiling, lighting, handrails and mirror | nr | 22.7202 | 0 | 31.1206 | 0 | 0% | 0% | 53.8408 | 0 | 30.7728 | 3.0773 | East African detailed analysis — Nairobi (USD) | 3.0773 | 20311
MODULE 9¦67.08 | MODULE 9 | 67.08 | Supply and install guide rails, buffers, counterweight and shaft equipment | nr | 5932.187 | 0 | 8354.7624 | 0 | 0% | 0% | 14286.9494 | 0 | 9150.2425 | 915.0242 | East African detailed analysis — Nairobi (USD) | 915.0242 | 20334
MODULE 9¦67.09 | MODULE 9 | 67.09 | Supply and install lift control system, landing/car operating panels and indicators | nr | 50815.3014 | 0 | 61864.5672 | 0 | 0% | 0% | 112679.8686 | 0 | 67953.9026 | 6795.3903 | East African detailed analysis — Nairobi (USD) | 6795.3903 | 20357
MODULE 9¦67.1 | MODULE 9 | 67.1 | Supply and install lift shaft lighting, ventilation, power and pit equipment | nr | 22.7202 | 0 | 31.1206 | 0 | 0% | 0% | 53.8408 | 0 | 30.7728 | 3.0773 | East African detailed analysis — Nairobi (USD) | 3.0773 | 20380
MODULE 9¦68.01 | MODULE 9 | 68.01 | Supply and install escalator, including truss, steps, balustrades and drive | nr | 201.9165 | 0 | 233.3416 | 0 | 0% | 0% | 435.2581 | 0 | 252.4264 | 25.2426 | East African detailed analysis — Nairobi (USD) | 25.2426 | 20403
MODULE 9¦68.02 | MODULE 9 | 68.02 | Supply and install moving walkway/travelator, including pallets and drive | nr | 63.2921 | 0 | 93.1955 | 0 | 0% | 0% | 156.4876 | 0 | 88.4378 | 8.8438 | East African detailed analysis — Nairobi (USD) | 8.8438 | 20426
MODULE 9¦68.03 | MODULE 9 | 68.03 | Supply and install escalator balustrade, handrail and lighting | nr | 22.7202 | 0 | 31.1206 | 0 | 0% | 0% | 53.8408 | 0 | 30.7728 | 3.0773 | East African detailed analysis — Nairobi (USD) | 3.0773 | 20449
MODULE 9¦68.04 | MODULE 9 | 68.04 | Supply and install escalator controls, safety devices and signage | nr | 50815.3014 | 0 | 61864.5672 | 0 | 0% | 0% | 112679.8686 | 0 | 67953.9026 | 6795.3903 | East African detailed analysis — Nairobi (USD) | 6795.3903 | 20472
MODULE 9¦68.05 | MODULE 9 | 68.05 | Supply and install escalator pit, support and builder's-work interfaces | nr | 50815.3014 | 0 | 61864.5672 | 0 | 0% | 0% | 112679.8686 | 0 | 67953.9026 | 6795.3903 | East African detailed analysis — Nairobi (USD) | 6795.3903 | 20495
MODULE 9¦69.01 | MODULE 9 | 69.01 | Supply and install vertical platform lift for accessibility | nr | 50815.3014 | 0 | 61864.5672 | 0 | 0% | 0% | 112679.8686 | 0 | 67953.9026 | 6795.3903 | East African detailed analysis — Nairobi (USD) | 6795.3903 | 20518
MODULE 9¦69.02 | MODULE 9 | 69.02 | Supply and install inclined platform lift or stairlift | nr | 50815.3014 | 0 | 61864.5672 | 0 | 0% | 0% | 112679.8686 | 0 | 67953.9026 | 6795.3903 | East African detailed analysis — Nairobi (USD) | 6795.3903 | 20541
MODULE 9¦69.03 | MODULE 9 | 69.03 | Supply and install low-rise/step lift and dumbwaiter | nr | 50815.3014 | 0 | 61864.5672 | 0 | 0% | 0% | 112679.8686 | 0 | 67953.9026 | 6795.3903 | East African detailed analysis — Nairobi (USD) | 6795.3903 | 20564
MODULE 9¦69.04 | MODULE 9 | 69.04 | Supply and install platform-lift enclosure, gates and controls | nr | 50815.3014 | 0 | 61864.5672 | 0 | 0% | 0% | 112679.8686 | 0 | 67953.9026 | 6795.3903 | East African detailed analysis — Nairobi (USD) | 6795.3903 | 20587
MODULE 9¦69.05 | MODULE 9 | 69.05 | Supply and install accessibility-lift finishes and signage | nr | 50815.3014 | 0 | 61864.5672 | 0 | 0% | 0% | 112679.8686 | 0 | 67953.9026 | 6795.3903 | East African detailed analysis — Nairobi (USD) | 6795.3903 | 20610
MODULE 9¦70.01 | MODULE 9 | 70.01 | Provide builder's-work in connection with lift installations (fixings, grouting, cutting) | item | 50815.3014 | 0 | 61864.5672 | 0 | 0% | 0% | 112679.8686 | 0 | 67953.9026 | 6795.3903 | East African detailed analysis — Nairobi (USD) | 6795.3903 | 20633
MODULE 9¦70.02 | MODULE 9 | 70.02 | Provide lift-shaft/pit waterproofing and drainage interfaces | nr | 50815.3014 | 0 | 61864.5672 | 0 | 0% | 0% | 112679.8686 | 0 | 67953.9026 | 6795.3903 | East African detailed analysis — Nairobi (USD) | 6795.3903 | 20656
MODULE 9¦70.03 | MODULE 9 | 70.03 | Carry out load, safety and functional testing of lifts and escalators | nr | 50815.3014 | 0 | 61864.5672 | 0 | 0% | 0% | 112679.8686 | 0 | 67953.9026 | 6795.3903 | East African detailed analysis — Nairobi (USD) | 6795.3903 | 20679
MODULE 9¦70.04 | MODULE 9 | 70.04 | Provide LOLER thorough examination and statutory certification | nr | 25.908 | 0 | 255.1787 | 0 | 0% | 0% | 281.0867 | 0 | 234.6861 | 23.4686 | East African detailed analysis — Nairobi (USD) | 23.4686 | 20702
MODULE 9¦70.05 | MODULE 9 | 70.05 | Provide record drawings, O&M manuals and operative training | item | 25.908 | 0 | 255.1787 | 0 | 0% | 0% | 281.0867 | 0 | 234.6861 | 23.4686 | East African detailed analysis — Nairobi (USD) | 23.4686 | 20725
MODULE 9¦70.06 | MODULE 9 | 70.06 | Provide maintenance and attendance during defects-liability period | item | 25.908 | 0 | 255.1787 | 0 | 0% | 0% | 281.0867 | 0 | 234.6861 | 23.4686 | East African detailed analysis — Nairobi (USD) | 23.4686 | 20748
MODULE 10¦71.01 | MODULE 10 | 71.01 | Clear site, remove vegetation, obstructions and existing hardstanding | m² | 12.983 | 0 | 15.2241 | 0 | 0% | 0% | 28.2071 | 0 | 15.919 | 1.5919 | East African detailed analysis — Nairobi (USD) | 1.5919 | 20771
MODULE 10¦71.02 | MODULE 10 | 71.02 | Strip and stockpile topsoil for reuse | m³ | 79.5209 | 0 | 138.5587 | 0 | 0% | 0% | 218.0796 | 0 | 150.4435 | 15.0443 | East African detailed analysis — Nairobi (USD) | 15.0443 | 20794
MODULE 10¦71.03 | MODULE 10 | 71.03 | Excavate and regrade to external formation levels | m³ | 0 | 0 | 9.5247 | 0 | 0% | 0% | 9.5247 | 0 | 10.151 | 1.0151 | East African detailed analysis — Nairobi (USD) | 1.0151 | 20817
MODULE 10¦71.04 | MODULE 10 | 71.04 | Supply, place and compact imported fill to external areas | m³ | 19.5788 | 0 | 25.04 | 0 | 0% | 0% | 44.6188 | 0 | 25.9246 | 2.5925 | East African detailed analysis — Nairobi (USD) | 2.5925 | 20840
MODULE 10¦71.05 | MODULE 10 | 71.05 | Cart away surplus and unsuitable material off site | m³ | 0 | 0 | 14.8841 | 0 | 0% | 0% | 14.8841 | 0 | 16.4289 | 1.6429 | East African detailed analysis — Nairobi (USD) | 1.6429 | 20863
MODULE 10¦71.06 | MODULE 10 | 71.06 | Supply and place capping and sub-base to external paved areas | m³ | 19.5788 | 0 | 25.04 | 0 | 0% | 0% | 44.6188 | 0 | 25.9246 | 2.5925 | East African detailed analysis — Nairobi (USD) | 2.5925 | 20886
MODULE 10¦72.01 | MODULE 10 | 72.01 | Supply and lay flexible (bituminous) road construction, including base and surface courses | m² | 12.983 | 0 | 15.2241 | 0 | 0% | 0% | 28.2071 | 0 | 15.919 | 1.5919 | East African detailed analysis — Nairobi (USD) | 1.5919 | 20909
MODULE 10¦72.02 | MODULE 10 | 72.02 | Supply and lay rigid (concrete) pavement, including reinforcement and joints | m² | 17.1582 | 0 | 21.2619 | 0 | 0% | 0% | 38.42 | 0 | 22.1703 | 2.217 | East African detailed analysis — Nairobi (USD) | 2.217 | 20932
MODULE 10¦72.03 | MODULE 10 | 72.03 | Supply and lay block paving to roads, footways or hardstanding | m² | 17.1582 | 0 | 21.2619 | 0 | 0% | 0% | 38.42 | 0 | 22.1703 | 2.217 | East African detailed analysis — Nairobi (USD) | 2.217 | 20955
MODULE 10¦72.04 | MODULE 10 | 72.04 | Supply and lay flag/slab paving to footways and plazas | m² | 17.1582 | 0 | 21.2619 | 0 | 0% | 0% | 38.42 | 0 | 22.1703 | 2.217 | East African detailed analysis — Nairobi (USD) | 2.217 | 20978
MODULE 10¦72.05 | MODULE 10 | 72.05 | Supply and lay resin-bound or specialist surfacing | m² | 12.983 | 0 | 15.2241 | 0 | 0% | 0% | 28.2071 | 0 | 15.919 | 1.5919 | East African detailed analysis — Nairobi (USD) | 1.5919 | 21001
MODULE 10¦72.06 | MODULE 10 | 72.06 | Supply and install precast concrete kerbs, edgings and channels | m | 10.0213 | 0 | 12.6861 | 0 | 0% | 0% | 22.7074 | 0 | 13.0558 | 1.3056 | East African detailed analysis — Nairobi (USD) | 1.3056 | 21024
MODULE 10¦72.07 | MODULE 10 | 72.07 | Supply and install tactile paving and dropped-kerb crossings | m² | 45.3478 | 0 | 60.0958 | 0 | 0% | 0% | 105.4436 | 0 | 59.478 | 5.9478 | East African detailed analysis — Nairobi (USD) | 5.9478 | 21047
MODULE 10¦72.08 | MODULE 10 | 72.08 | Supply and install external steps, ramps and stairs | nr | 985.4907 | 0 | 1061.1563 | 0 | 0% | 0% | 2046.647 | 0 | 1154.0564 | 115.4056 | East African detailed analysis — Nairobi (USD) | 115.4056 | 21070
MODULE 10¦73.01 | MODULE 10 | 73.01 | Excavate trenches and lay surface-water drainage pipes, including bedding and backfill | m | 3.7732 | 0 | 7.6713 | 0 | 0% | 0% | 11.4445 | 0 | 7.4948 | 0.74948 | East African detailed analysis — Nairobi (USD) | 0.74948 | 21093
MODULE 10¦73.02 | MODULE 10 | 73.02 | Excavate trenches and lay foul drainage pipes, including bedding and backfill | m | 4.8382 | 0 | 8.7895 | 0 | 0% | 0% | 13.6277 | 0 | 8.7249 | 0.87249 | East African detailed analysis — Nairobi (USD) | 0.87249 | 21116
MODULE 10¦73.03 | MODULE 10 | 73.03 | Supply and install manholes, catchpits and inspection chambers | nr | 977.5792 | 0 | 1068.4984 | 0 | 0% | 0% | 2046.0776 | 0 | 1160.8204 | 116.082 | East African detailed analysis — Nairobi (USD) | 116.082 | 21139
MODULE 10¦73.04 | MODULE 10 | 73.04 | Supply and install gullies, channels and linear drainage | nr | 111.9784 | 0 | 126.5417 | 0 | 0% | 0% | 238.5201 | 0 | 135.0858 | 13.5086 | East African detailed analysis — Nairobi (USD) | 13.5086 | 21162
MODULE 10¦73.05 | MODULE 10 | 73.05 | Supply and install attenuation, soakaway and SuDS features | nr | 2858.3926 | 0 | 3067.1546 | 0 | 0% | 0% | 5925.5471 | 0 | 3354.7688 | 335.4769 | East African detailed analysis — Nairobi (USD) | 335.4769 | 21185
MODULE 10¦73.06 | MODULE 10 | 73.06 | Supply and install petrol interceptors and outfall connections | nr | 2976.9706 | 0 | 3338.1453 | 0 | 0% | 0% | 6315.1159 | 0 | 3653.4016 | 365.3402 | East African detailed analysis — Nairobi (USD) | 365.3402 | 21208
MODULE 10¦73.07 | MODULE 10 | 73.07 | Connect external drainage to existing/public sewer, including testing | nr | 2937.4034 | 0 | 3102.1445 | 0 | 0% | 0% | 6039.5479 | 0 | 3407.6224 | 340.7622 | East African detailed analysis — Nairobi (USD) | 340.7622 | 21231
MODULE 10¦74.01 | MODULE 10 | 74.01 | Spread and grade imported or retained topsoil to planting areas | m³ | 20.8655 | 0 | 25.8501 | 0 | 0% | 0% | 46.7156 | 0 | 26.4741 | 2.6474 | East African detailed analysis — Nairobi (USD) | 2.6474 | 21254
MODULE 10¦74.02 | MODULE 10 | 74.02 | Supply and lay turf to specified areas | m² | 12.983 | 0 | 15.2241 | 0 | 0% | 0% | 28.2071 | 0 | 15.919 | 1.5919 | East African detailed analysis — Nairobi (USD) | 1.5919 | 21277
MODULE 10¦74.03 | MODULE 10 | 74.03 | Seed grassed areas, including preparation and fertiliser | m² | 12.983 | 0 | 15.2241 | 0 | 0% | 0% | 28.2071 | 0 | 15.919 | 1.5919 | East African detailed analysis — Nairobi (USD) | 1.5919 | 21300
MODULE 10¦74.04 | MODULE 10 | 74.04 | Supply and plant trees, including staking, pit and support | nr | 2937.4034 | 0 | 3102.1445 | 0 | 0% | 0% | 6039.5479 | 0 | 3407.6224 | 340.7622 | East African detailed analysis — Nairobi (USD) | 340.7622 | 21323
MODULE 10¦74.05 | MODULE 10 | 74.05 | Supply and plant shrubs, hedging and herbaceous planting | nr | 20.8655 | 0 | 25.8501 | 0 | 0% | 0% | 46.7156 | 0 | 26.4741 | 2.6474 | East African detailed analysis — Nairobi (USD) | 2.6474 | 21346
MODULE 10¦74.06 | MODULE 10 | 74.06 | Supply and install planting beds, mulch and ground-cover | m² | 4.0479 | 0 | 9.1962 | 0 | 0% | 0% | 13.2441 | 0 | 9.2498 | 0.92498 | East African detailed analysis — Nairobi (USD) | 0.92498 | 21369
MODULE 10¦74.07 | MODULE 10 | 74.07 | Supply and install irrigation system to landscaped areas | item | 20.8655 | 0 | 25.8501 | 0 | 0% | 0% | 46.7156 | 0 | 26.4741 | 2.6474 | East African detailed analysis — Nairobi (USD) | 2.6474 | 21392
MODULE 10¦74.08 | MODULE 10 | 74.08 | Provide landscape maintenance during establishment period | item | 20.8655 | 0 | 25.8501 | 0 | 0% | 0% | 46.7156 | 0 | 26.4741 | 2.6474 | East African detailed analysis — Nairobi (USD) | 2.6474 | 21415
MODULE 10¦75.01 | MODULE 10 | 75.01 | Construct external masonry boundary/retaining walls, including foundations | m² | 12.4961 | 0 | 16.9849 | 0 | 0% | 0% | 29.4811 | 0 | 16.9599 | 1.696 | East African detailed analysis — Nairobi (USD) | 1.696 | 21438
MODULE 10¦75.02 | MODULE 10 | 75.02 | Supply and install timber, metal or mesh fencing | m | 67.4304 | 0 | 73.8932 | 0 | 0% | 0% | 141.3236 | 0 | 79.8862 | 7.9886 | East African detailed analysis — Nairobi (USD) | 7.9886 | 21461
MODULE 10¦75.03 | MODULE 10 | 75.03 | Supply and install railings, palisade or security fencing | m | 67.4304 | 0 | 73.8932 | 0 | 0% | 0% | 141.3236 | 0 | 79.8862 | 7.9886 | East African detailed analysis — Nairobi (USD) | 7.9886 | 21484
MODULE 10¦75.04 | MODULE 10 | 75.04 | Supply and install gates (pedestrian, vehicular, sliding, swing) | nr | 1501.7388 | 0 | 1617.2817 | 0 | 0% | 0% | 3119.0205 | 0 | 1760.0818 | 176.0082 | East African detailed analysis — Nairobi (USD) | 176.0082 | 21507
MODULE 10¦75.05 | MODULE 10 | 75.05 | Supply and install automated gate operators and controls | nr | 1501.7388 | 0 | 1617.2817 | 0 | 0% | 0% | 3119.0205 | 0 | 1760.0818 | 176.0082 | East African detailed analysis — Nairobi (USD) | 176.0082 | 21530
MODULE 10¦75.06 | MODULE 10 | 75.06 | Supply and install acoustic barriers and screens | m² | 12.983 | 0 | 15.2241 | 0 | 0% | 0% | 28.2071 | 0 | 15.919 | 1.5919 | East African detailed analysis — Nairobi (USD) | 1.5919 | 21553
MODULE 10¦76.01 | MODULE 10 | 76.01 | Supply and install seating, benches and litter bins | nr | 282.6507 | 0 | 314.973 | 0 | 0% | 0% | 597.6236 | 0 | 344.5743 | 34.4574 | East African detailed analysis — Nairobi (USD) | 34.4574 | 21576
MODULE 10¦76.02 | MODULE 10 | 76.02 | Supply and install cycle stands, shelters and canopies | nr | 211.1669 | 0 | 233.3172 | 0 | 0% | 0% | 444.4842 | 0 | 254.3537 | 25.4354 | East African detailed analysis — Nairobi (USD) | 25.4354 | 21599
MODULE 10¦76.03 | MODULE 10 | 76.03 | Supply and install bollards, height barriers and vehicle-restraint items | nr | 2937.4034 | 0 | 3102.1445 | 0 | 0% | 0% | 6039.5479 | 0 | 3407.6224 | 340.7622 | East African detailed analysis — Nairobi (USD) | 340.7622 | 21622
MODULE 10¦76.04 | MODULE 10 | 76.04 | Supply and install external signage, wayfinding and statutory signs | nr | 125.7728 | 0 | 166.0645 | 0 | 0% | 0% | 291.8373 | 0 | 176.6354 | 17.6635 | East African detailed analysis — Nairobi (USD) | 17.6635 | 21645
MODULE 10¦76.05 | MODULE 10 | 76.05 | Apply road markings, symbols and parking-bay lining | m | 6.0858 | 0 | 7.1841 | 0 | 0% | 0% | 13.2699 | 0 | 7.4931 | 0.74931 | East African detailed analysis — Nairobi (USD) | 0.74931 | 21668
MODULE 10¦76.06 | MODULE 10 | 76.06 | Supply and install planters, tree grilles and guards | nr | 2937.4034 | 0 | 3102.1445 | 0 | 0% | 0% | 6039.5479 | 0 | 3407.6224 | 340.7622 | East African detailed analysis — Nairobi (USD) | 340.7622 | 21691
MODULE 10¦77.01 | MODULE 10 | 77.01 | Supply and install lighting columns, brackets and luminaires | nr | 15.0116 | 0 | 18.4013 | 0 | 0% | 0% | 33.4129 | 0 | 18.8327 | 1.8833 | East African detailed analysis — Nairobi (USD) | 1.8833 | 21714
MODULE 10¦77.02 | MODULE 10 | 77.02 | Supply and install bollard and amenity lighting | nr | 22.7202 | 0 | 31.1206 | 0 | 0% | 0% | 53.8408 | 0 | 30.7728 | 3.0773 | East African detailed analysis — Nairobi (USD) | 3.0773 | 21737
MODULE 10¦77.03 | MODULE 10 | 77.03 | Supply and install feature/façade lighting to external areas | nr | 22.7202 | 0 | 31.1206 | 0 | 0% | 0% | 53.8408 | 0 | 30.7728 | 3.0773 | East African detailed analysis — Nairobi (USD) | 3.0773 | 21760
MODULE 10¦77.04 | MODULE 10 | 77.04 | Supply and install external power supplies, cabling and ducting | m | 6.0858 | 0 | 7.1841 | 0 | 0% | 0% | 13.2699 | 0 | 7.4931 | 0.74931 | East African detailed analysis — Nairobi (USD) | 0.74931 | 21783
MODULE 10¦77.05 | MODULE 10 | 77.05 | Supply and install external distribution boards, feeder pillars and controls | nr | 899.459 | 0 | 1111.7427 | 0 | 0% | 0% | 2011.2017 | 0 | 1190.9221 | 119.0922 | East African detailed analysis — Nairobi (USD) | 119.0922 | 21806
MODULE 10¦77.06 | MODULE 10 | 77.06 | Supply and install EV-charging points and associated supplies | nr | 2937.4034 | 0 | 3102.1445 | 0 | 0% | 0% | 6039.5479 | 0 | 3407.6224 | 340.7622 | East African detailed analysis — Nairobi (USD) | 340.7622 | 21829
MODULE 10¦77.07 | MODULE 10 | 77.07 | Carry out testing and commissioning of external lighting and services | nr | 22.7202 | 0 | 31.1206 | 0 | 0% | 0% | 53.8408 | 0 | 30.7728 | 3.0773 | East African detailed analysis — Nairobi (USD) | 3.0773 | 21852
MODULE 11¦78.01 | MODULE 11 | 78.01 | Supply and install access-control head-end server, software and licences | nr | 3.2457 | 0 | 179.2195 | 0 | 0% | 0% | 182.4652 | 0 | 140.9832 | 14.0983 | East African detailed analysis — Nairobi (USD) | 14.0983 | 21875
MODULE 11¦78.02 | MODULE 11 | 78.02 | Supply and install access-control door controllers and interface panels | nr | 166.3447 | 0 | 200.6665 | 0 | 0% | 0% | 367.0112 | 0 | 214.6955 | 21.4696 | East African detailed analysis — Nairobi (USD) | 21.4696 | 21898
MODULE 11¦78.03 | MODULE 11 | 78.03 | Supply and install card/fob/biometric readers to controlled doors | nr | 166.3447 | 0 | 200.6665 | 0 | 0% | 0% | 367.0112 | 0 | 214.6955 | 21.4696 | East African detailed analysis — Nairobi (USD) | 21.4696 | 21921
MODULE 11¦78.04 | MODULE 11 | 78.04 | Supply and install electric locks, strikes, maglocks and door hardware | nr | 166.3447 | 0 | 200.6665 | 0 | 0% | 0% | 367.0112 | 0 | 214.6955 | 21.4696 | East African detailed analysis — Nairobi (USD) | 21.4696 | 21944
MODULE 11¦78.05 | MODULE 11 | 78.05 | Supply and install exit devices, request-to-exit and break-glass units | nr | 98.4389 | 0 | 118.8941 | 0 | 0% | 0% | 217.3331 | 0 | 126.3748 | 12.6375 | East African detailed analysis — Nairobi (USD) | 12.6375 | 21967
MODULE 11¦78.06 | MODULE 11 | 78.06 | Supply and install door position switches and monitoring devices | nr | 166.3447 | 0 | 200.6665 | 0 | 0% | 0% | 367.0112 | 0 | 214.6955 | 21.4696 | East African detailed analysis — Nairobi (USD) | 21.4696 | 21990
MODULE 11¦78.07 | MODULE 11 | 78.07 | Configure access levels, credentials, time zones and integration | item | 147.2566 | 0 | 177.8033 | 0 | 0% | 0% | 325.0599 | 0 | 189.6862 | 18.9686 | East African detailed analysis — Nairobi (USD) | 18.9686 | 22013
MODULE 11¦79.01 | MODULE 11 | 79.01 | Supply and install intruder-alarm control panel and keypads | nr | 674.8841 | 0 | 754.9961 | 0 | 0% | 0% | 1429.8802 | 0 | 818.7009 | 81.8701 | East African detailed analysis — Nairobi (USD) | 81.8701 | 22036
MODULE 11¦79.02 | MODULE 11 | 79.02 | Supply and install movement/PIR, dual-tech and presence detectors | nr | 54.66 | 0 | 67.7485 | 0 | 0% | 0% | 122.4084 | 0 | 71.5842 | 7.1584 | East African detailed analysis — Nairobi (USD) | 7.1584 | 22059
MODULE 11¦79.03 | MODULE 11 | 79.03 | Supply and install door/window contacts and vibration sensors | nr | 251.5456 | 0 | 277.3764 | 0 | 0% | 0% | 528.9219 | 0 | 298.0722 | 29.8072 | East African detailed analysis — Nairobi (USD) | 29.8072 | 22082
MODULE 11¦79.04 | MODULE 11 | 79.04 | Supply and install external/perimeter intrusion detection | nr | 54.66 | 0 | 67.7485 | 0 | 0% | 0% | 122.4084 | 0 | 71.5842 | 7.1584 | East African detailed analysis — Nairobi (USD) | 7.1584 | 22105
MODULE 11¦79.05 | MODULE 11 | 79.05 | Supply and install internal/external sounders, strobes and signalling | nr | 74.9614 | 0 | 104.2117 | 0 | 0% | 0% | 179.1731 | 0 | 111.4133 | 11.1413 | East African detailed analysis — Nairobi (USD) | 11.1413 | 22128
MODULE 11¦79.06 | MODULE 11 | 79.06 | Supply and install alarm-receiving-centre communicator and monitoring | nr | 147.2566 | 0 | 177.8033 | 0 | 0% | 0% | 325.0599 | 0 | 189.6862 | 18.9686 | East African detailed analysis — Nairobi (USD) | 18.9686 | 22151
MODULE 11¦80.01 | MODULE 11 | 80.01 | Supply and install security barriers, bollards and road blockers | nr | 434.119 | 0 | 481.7716 | 0 | 0% | 0% | 915.8906 | 0 | 523.9095 | 52.391 | East African detailed analysis — Nairobi (USD) | 52.391 | 22174
MODULE 11¦80.02 | MODULE 11 | 80.02 | Supply and install speed gates, turnstiles and entrance-control lanes | nr | 1501.7388 | 0 | 1617.2817 | 0 | 0% | 0% | 3119.0205 | 0 | 1760.0818 | 176.0082 | East African detailed analysis — Nairobi (USD) | 176.0082 | 22197
MODULE 11¦80.03 | MODULE 11 | 80.03 | Supply and install vehicle-access barriers and controls | nr | 147.2566 | 0 | 177.8033 | 0 | 0% | 0% | 325.0599 | 0 | 189.6862 | 18.9686 | East African detailed analysis — Nairobi (USD) | 18.9686 | 22220
MODULE 11¦80.04 | MODULE 11 | 80.04 | Supply and install security shutters, grilles and screens | nr | 147.2566 | 0 | 177.8033 | 0 | 0% | 0% | 325.0599 | 0 | 189.6862 | 18.9686 | East African detailed analysis — Nairobi (USD) | 18.9686 | 22243
MODULE 11¦80.05 | MODULE 11 | 80.05 | Supply and install guard/reception security desk equipment | nr | 677.5502 | 0 | 812.0073 | 0 | 0% | 0% | 1489.5576 | 0 | 878.5474 | 87.8547 | East African detailed analysis — Nairobi (USD) | 87.8547 | 22266
MODULE 11¦81.01 | MODULE 11 | 81.01 | Supply and install security-system cabling and containment | m | 6.0858 | 0 | 7.1841 | 0 | 0% | 0% | 13.2699 | 0 | 7.4931 | 0.74931 | East African detailed analysis — Nairobi (USD) | 0.74931 | 22289
MODULE 11¦81.02 | MODULE 11 | 81.02 | Supply and install local power supplies, PSUs and battery backup | nr | 1973.068 | 0 | 2110.3613 | 0 | 0% | 0% | 4083.4293 | 0 | 2309.3901 | 230.939 | East African detailed analysis — Nairobi (USD) | 230.939 | 22312
MODULE 11¦81.03 | MODULE 11 | 81.03 | Integrate security systems with CCTV, fire and building-management systems | nr | 147.2566 | 0 | 177.8033 | 0 | 0% | 0% | 325.0599 | 0 | 189.6862 | 18.9686 | East African detailed analysis — Nairobi (USD) | 18.9686 | 22335
MODULE 11¦81.04 | MODULE 11 | 81.04 | Supply and install security-management/PSIM software and workstations | nr | 147.2566 | 0 | 177.8033 | 0 | 0% | 0% | 325.0599 | 0 | 189.6862 | 18.9686 | East African detailed analysis — Nairobi (USD) | 18.9686 | 22358
MODULE 11¦82.01 | MODULE 11 | 82.01 | Carry out testing and commissioning of security and access systems | nr | 147.2566 | 0 | 177.8033 | 0 | 0% | 0% | 325.0599 | 0 | 189.6862 | 18.9686 | East African detailed analysis — Nairobi (USD) | 18.9686 | 22381
MODULE 11¦82.02 | MODULE 11 | 82.02 | Provide system-acceptance testing and client witnessing | item | 147.2566 | 0 | 177.8033 | 0 | 0% | 0% | 325.0599 | 0 | 189.6862 | 18.9686 | East African detailed analysis — Nairobi (USD) | 18.9686 | 22404
MODULE 11¦82.03 | MODULE 11 | 82.03 | Provide record drawings, device schedules and configuration records | item | 25.908 | 0 | 255.1787 | 0 | 0% | 0% | 281.0867 | 0 | 234.6861 | 23.4686 | East African detailed analysis — Nairobi (USD) | 23.4686 | 22427
MODULE 11¦82.04 | MODULE 11 | 82.04 | Provide O&M manuals and security-file documentation | item | 25.908 | 0 | 255.1787 | 0 | 0% | 0% | 281.0867 | 0 | 234.6861 | 23.4686 | East African detailed analysis — Nairobi (USD) | 23.4686 | 22450
MODULE 11¦82.05 | MODULE 11 | 82.05 | Provide operator and administrator training | item | 147.2566 | 0 | 177.8033 | 0 | 0% | 0% | 325.0599 | 0 | 189.6862 | 18.9686 | East African detailed analysis — Nairobi (USD) | 18.9686 | 22473
MODULE 12¦83.01 | MODULE 12 | 83.01 | Supply and install fitted base and wall units, including carcass and doors | m | 6.0858 | 0 | 7.1841 | 0 | 0% | 0% | 13.2699 | 0 | 7.4931 | 0.74931 | East African detailed analysis — Nairobi (USD) | 0.74931 | 22496
MODULE 12¦83.02 | MODULE 12 | 83.02 | Supply and install reception desks and counters | nr | 677.5502 | 0 | 812.0073 | 0 | 0% | 0% | 1489.5576 | 0 | 878.5474 | 87.8547 | East African detailed analysis — Nairobi (USD) | 87.8547 | 22519
MODULE 12¦83.03 | MODULE 12 | 83.03 | Supply and install shelving, storage and cupboard units | m | 6.0858 | 0 | 7.1841 | 0 | 0% | 0% | 13.2699 | 0 | 7.4931 | 0.74931 | East African detailed analysis — Nairobi (USD) | 0.74931 | 22542
MODULE 12¦83.04 | MODULE 12 | 83.04 | Supply and install fitted wardrobes and lockers | nr | 434.119 | 0 | 481.7716 | 0 | 0% | 0% | 915.8906 | 0 | 523.9095 | 52.391 | East African detailed analysis — Nairobi (USD) | 52.391 | 22565
MODULE 12¦83.05 | MODULE 12 | 83.05 | Supply and install bespoke joinery, panelling and feature items | item | 677.5502 | 0 | 812.0073 | 0 | 0% | 0% | 1489.5576 | 0 | 878.5474 | 87.8547 | East African detailed analysis — Nairobi (USD) | 87.8547 | 22588
MODULE 12¦83.06 | MODULE 12 | 83.06 | Supply and install ironmongery and fittings to joinery | nr | 677.5502 | 0 | 812.0073 | 0 | 0% | 0% | 1489.5576 | 0 | 878.5474 | 87.8547 | East African detailed analysis — Nairobi (USD) | 87.8547 | 22611
MODULE 12¦84.01 | MODULE 12 | 84.01 | Supply and install laminate worktops, including edging and cut-outs | m | 6.0858 | 0 | 7.1841 | 0 | 0% | 0% | 13.2699 | 0 | 7.4931 | 0.74931 | East African detailed analysis — Nairobi (USD) | 0.74931 | 22634
MODULE 12¦84.02 | MODULE 12 | 84.02 | Supply and install solid-surface/stone worktops, including upstands | m | 211.1669 | 0 | 233.3172 | 0 | 0% | 0% | 444.4842 | 0 | 254.3537 | 25.4354 | East African detailed analysis — Nairobi (USD) | 25.4354 | 22657
MODULE 12¦84.03 | MODULE 12 | 84.03 | Supply and install stainless-steel worktops and splashbacks | m | 6.0858 | 0 | 7.1841 | 0 | 0% | 0% | 13.2699 | 0 | 7.4931 | 0.74931 | East African detailed analysis — Nairobi (USD) | 0.74931 | 22680
MODULE 12¦84.04 | MODULE 12 | 84.04 | Supply and install splashbacks, upstands and wall panels | m² | 211.1669 | 0 | 233.3172 | 0 | 0% | 0% | 444.4842 | 0 | 254.3537 | 25.4354 | East African detailed analysis — Nairobi (USD) | 25.4354 | 22703
MODULE 12¦85.01 | MODULE 12 | 85.01 | Supply and install WC cubicles, IPS panels and duct access | nr | 298.3771 | 0 | 388.5665 | 0 | 0% | 0% | 686.9436 | 0 | 420.7798 | 42.078 | East African detailed analysis — Nairobi (USD) | 42.078 | 22726
MODULE 12¦85.02 | MODULE 12 | 85.02 | Supply and install vanity units and washtroughs | m | 6.0858 | 0 | 7.1841 | 0 | 0% | 0% | 13.2699 | 0 | 7.4931 | 0.74931 | East African detailed analysis — Nairobi (USD) | 0.74931 | 22749
MODULE 12¦85.03 | MODULE 12 | 85.03 | Supply and install washroom accessories (dispensers, dryers, mirrors, rails) | nr | 161.2249 | 0 | 211.4326 | 0 | 0% | 0% | 372.6575 | 0 | 231.7744 | 23.1774 | East African detailed analysis — Nairobi (USD) | 23.1774 | 22772
MODULE 12¦85.04 | MODULE 12 | 85.04 | Supply and install baby-change and accessible-washroom fittings | nr | 434.119 | 0 | 481.7716 | 0 | 0% | 0% | 915.8906 | 0 | 523.9095 | 52.391 | East African detailed analysis — Nairobi (USD) | 52.391 | 22795
MODULE 12¦85.05 | MODULE 12 | 85.05 | Supply and install lockers, benches and changing-room fittings | nr | 434.119 | 0 | 481.7716 | 0 | 0% | 0% | 915.8906 | 0 | 523.9095 | 52.391 | East African detailed analysis — Nairobi (USD) | 52.391 | 22818
MODULE 12¦86.01 | MODULE 12 | 86.01 | Supply and install external building and monument signage | nr | 125.7728 | 0 | 166.0645 | 0 | 0% | 0% | 291.8373 | 0 | 176.6354 | 17.6635 | East African detailed analysis — Nairobi (USD) | 17.6635 | 22841
MODULE 12¦86.02 | MODULE 12 | 86.02 | Supply and install internal wayfinding and directional signage | nr | 125.7728 | 0 | 166.0645 | 0 | 0% | 0% | 291.8373 | 0 | 176.6354 | 17.6635 | East African detailed analysis — Nairobi (USD) | 17.6635 | 22864
MODULE 12¦86.03 | MODULE 12 | 86.03 | Supply and install statutory, safety and door signage | nr | 166.3447 | 0 | 200.6665 | 0 | 0% | 0% | 367.0112 | 0 | 214.6955 | 21.4696 | East African detailed analysis — Nairobi (USD) | 21.4696 | 22887
MODULE 12¦86.04 | MODULE 12 | 86.04 | Supply and install digital signage and information displays | nr | 125.7728 | 0 | 166.0645 | 0 | 0% | 0% | 291.8373 | 0 | 176.6354 | 17.6635 | East African detailed analysis — Nairobi (USD) | 17.6635 | 22910
MODULE 12¦87.01 | MODULE 12 | 87.01 | Supply and install desks, tables and workstations | nr | 282.6507 | 0 | 314.973 | 0 | 0% | 0% | 597.6236 | 0 | 344.5743 | 34.4574 | East African detailed analysis — Nairobi (USD) | 34.4574 | 22933
MODULE 12¦87.02 | MODULE 12 | 87.02 | Supply and install seating, sofas and soft seating | nr | 282.6507 | 0 | 314.973 | 0 | 0% | 0% | 597.6236 | 0 | 344.5743 | 34.4574 | East African detailed analysis — Nairobi (USD) | 34.4574 | 22956
MODULE 12¦87.03 | MODULE 12 | 87.03 | Supply and install storage, filing and shelving furniture | nr | 282.6507 | 0 | 314.973 | 0 | 0% | 0% | 597.6236 | 0 | 344.5743 | 34.4574 | East African detailed analysis — Nairobi (USD) | 34.4574 | 22979
MODULE 12¦87.04 | MODULE 12 | 87.04 | Supply and install catering, kitchen and appliance equipment | nr | 1202.0866 | 0 | 1298.5703 | 0 | 0% | 0% | 2500.6569 | 0 | 1424.6355 | 142.4635 | East African detailed analysis — Nairobi (USD) | 142.4635 | 23002
MODULE 12¦87.05 | MODULE 12 | 87.05 | Supply and install specialist and loose equipment | nr | 1202.0866 | 0 | 1298.5703 | 0 | 0% | 0% | 2500.6569 | 0 | 1424.6355 | 142.4635 | East African detailed analysis — Nairobi (USD) | 142.4635 | 23025
MODULE 12¦88.01 | MODULE 12 | 88.01 | Supply and install blinds, curtains and window treatments | nr | 251.5456 | 0 | 277.3764 | 0 | 0% | 0% | 528.9219 | 0 | 298.0722 | 29.8072 | East African detailed analysis — Nairobi (USD) | 29.8072 | 23048
MODULE 12¦88.02 | MODULE 12 | 88.02 | Supply and install manifestation and applied film to glazing | m² | 12.983 | 0 | 15.2241 | 0 | 0% | 0% | 28.2071 | 0 | 15.919 | 1.5919 | East African detailed analysis — Nairobi (USD) | 1.5919 | 23071
MODULE 12¦88.03 | MODULE 12 | 88.03 | Supply and install rugs, mats and soft furnishings | nr | 18.3617 | 0 | 31.9536 | 0 | 0% | 0% | 50.3153 | 0 | 30.4874 | 3.0487 | East African detailed analysis — Nairobi (USD) | 3.0487 | 23094
MODULE 13¦89.01 | MODULE 13 | 89.01 | Supply and install loudspeakers, line arrays and subwoofers, including rigging | nr | 155.4482 | 0 | 188.4138 | 0 | 0% | 0% | 343.8621 | 0 | 203.1122 | 20.3112 | East African detailed analysis — Nairobi (USD) | 20.3112 | 23117
MODULE 13¦89.02 | MODULE 13 | 89.02 | Supply and install amplifiers and amplifier racks | nr | 1980.3709 | 0 | 2224.289 | 0 | 0% | 0% | 4204.66 | 0 | 2424.5628 | 242.4563 | East African detailed analysis — Nairobi (USD) | 242.4563 | 23140
MODULE 13¦89.03 | MODULE 13 | 89.03 | Supply and install digital mixing consoles and stage boxes | nr | 3595.8269 | 0 | 3877.2411 | 0 | 0% | 0% | 7473.068 | 0 | 4248.5906 | 424.8591 | East African detailed analysis — Nairobi (USD) | 424.8591 | 23163
MODULE 13¦89.04 | MODULE 13 | 89.04 | Supply and install microphones, DI boxes and stands | nr | 211.1669 | 0 | 233.3172 | 0 | 0% | 0% | 444.4842 | 0 | 254.3537 | 25.4354 | East African detailed analysis — Nairobi (USD) | 25.4354 | 23186
MODULE 13¦89.05 | MODULE 13 | 89.05 | Supply and install audio signal processors and matrix | nr | 2019.3199 | 0 | 2178.2457 | 0 | 0% | 0% | 4197.5657 | 0 | 2384.5943 | 238.4594 | East African detailed analysis — Nairobi (USD) | 238.4594 | 23209
MODULE 13¦89.06 | MODULE 13 | 89.06 | Supply and install stage/floor monitor and foldback systems | nr | 604.289 | 0 | 647.1774 | 0 | 0% | 0% | 1251.4664 | 0 | 709.0197 | 70.902 | East African detailed analysis — Nairobi (USD) | 70.902 | 23232
MODULE 13¦89.07 | MODULE 13 | 89.07 | Supply and install audio patch bays and connection panels | nr | 327.2798 | 0 | 372.6236 | 0 | 0% | 0% | 699.9034 | 0 | 404.148 | 40.4148 | East African detailed analysis — Nairobi (USD) | 40.4148 | 23255
MODULE 13¦90.01 | MODULE 13 | 90.01 | Supply and install PA/VA control equipment and amplifiers, including battery backup | nr | 1980.3709 | 0 | 2224.289 | 0 | 0% | 0% | 4204.66 | 0 | 2424.5628 | 242.4563 | East African detailed analysis — Nairobi (USD) | 242.4563 | 23278
MODULE 13¦90.02 | MODULE 13 | 90.02 | Supply and install PA loudspeakers and speaker circuits | nr | 155.4482 | 0 | 188.4138 | 0 | 0% | 0% | 343.8621 | 0 | 203.1122 | 20.3112 | East African detailed analysis — Nairobi (USD) | 20.3112 | 23301
MODULE 13¦90.03 | MODULE 13 | 90.03 | Supply and install paging and announcement microphone stations | nr | 211.1669 | 0 | 233.3172 | 0 | 0% | 0% | 444.4842 | 0 | 254.3537 | 25.4354 | East African detailed analysis — Nairobi (USD) | 25.4354 | 23324
MODULE 13¦90.04 | MODULE 13 | 90.04 | Supply and install background-music sources and zone controllers | nr | 1428.5935 | 0 | 1670.0386 | 0 | 0% | 0% | 3098.6321 | 0 | 1815.5781 | 181.5578 | East African detailed analysis — Nairobi (USD) | 181.5578 | 23347
MODULE 13¦90.05 | MODULE 13 | 90.05 | Provide interface and integration with fire voice-alarm system | nr | 268.6437 | 0 | 311.0558 | 0 | 0% | 0% | 579.6996 | 0 | 336.4234 | 33.6423 | East African detailed analysis — Nairobi (USD) | 33.6423 | 23370
MODULE 13¦90.06 | MODULE 13 | 90.06 | Configure zoning, priority and message programming | item | 268.6437 | 0 | 311.0558 | 0 | 0% | 0% | 579.6996 | 0 | 336.4234 | 33.6423 | East African detailed analysis — Nairobi (USD) | 33.6423 | 23393
MODULE 13¦91.01 | MODULE 13 | 91.01 | Supply and install display screens, projectors and projection screens | nr | 268.6437 | 0 | 311.0558 | 0 | 0% | 0% | 579.6996 | 0 | 336.4234 | 33.6423 | East African detailed analysis — Nairobi (USD) | 33.6423 | 23416
MODULE 13¦91.02 | MODULE 13 | 91.02 | Supply and install video matrix, switchers and signal extenders | nr | 6.0858 | 0 | 11.1041 | 0 | 0% | 0% | 17.1899 | 0 | 9.9045 | 0.99045 | East African detailed analysis — Nairobi (USD) | 0.99045 | 23439
MODULE 13¦91.03 | MODULE 13 | 91.03 | Supply and install video-conferencing systems and cameras | nr | 208.7326 | 0 | 242.3532 | 0 | 0% | 0% | 451.0858 | 0 | 260.6911 | 26.0691 | East African detailed analysis — Nairobi (USD) | 26.0691 | 23462
MODULE 13¦91.04 | MODULE 13 | 91.04 | Supply and install media players, streaming and recording equipment | nr | 268.6437 | 0 | 311.0558 | 0 | 0% | 0% | 579.6996 | 0 | 336.4234 | 33.6423 | East African detailed analysis — Nairobi (USD) | 33.6423 | 23485
MODULE 13¦91.05 | MODULE 13 | 91.05 | Supply and install digital-signage displays and content management | nr | 125.7728 | 0 | 166.0645 | 0 | 0% | 0% | 291.8373 | 0 | 176.6354 | 17.6635 | East African detailed analysis — Nairobi (USD) | 17.6635 | 23508
MODULE 13¦91.06 | MODULE 13 | 91.06 | Supply and install lecterns, AV furniture and equipment housings | nr | 282.6507 | 0 | 314.973 | 0 | 0% | 0% | 597.6236 | 0 | 344.5743 | 34.4574 | East African detailed analysis — Nairobi (USD) | 34.4574 | 23531
MODULE 13¦92.01 | MODULE 13 | 92.01 | Supply and install induction-loop (AFILS) amplifiers and loop cabling | m | 6.0858 | 0 | 7.1841 | 0 | 0% | 0% | 13.2699 | 0 | 7.4931 | 0.74931 | East African detailed analysis — Nairobi (USD) | 0.74931 | 23554
MODULE 13¦92.02 | MODULE 13 | 92.02 | Supply and install infrared or RF assistive-listening systems and receivers | nr | 268.6437 | 0 | 311.0558 | 0 | 0% | 0% | 579.6996 | 0 | 336.4234 | 33.6423 | East African detailed analysis — Nairobi (USD) | 33.6423 | 23577
MODULE 13¦92.03 | MODULE 13 | 92.03 | Supply and install counter and reception hearing-assistance systems | nr | 677.5502 | 0 | 812.0073 | 0 | 0% | 0% | 1489.5576 | 0 | 878.5474 | 87.8547 | East African detailed analysis — Nairobi (USD) | 87.8547 | 23600
MODULE 13¦92.04 | MODULE 13 | 92.04 | Carry out loop field-strength testing and certification | nr | 268.6437 | 0 | 311.0558 | 0 | 0% | 0% | 579.6996 | 0 | 336.4234 | 33.6423 | East African detailed analysis — Nairobi (USD) | 33.6423 | 23623
MODULE 13¦93.01 | MODULE 13 | 93.01 | Supply and install AV/audio control system, touch panels and programming | nr | 268.6437 | 0 | 311.0558 | 0 | 0% | 0% | 579.6996 | 0 | 336.4234 | 33.6423 | East African detailed analysis — Nairobi (USD) | 33.6423 | 23646
MODULE 13¦93.02 | MODULE 13 | 93.02 | Supply and install audio/AV cabling, containment and connection plates | m | 6.0858 | 0 | 7.1841 | 0 | 0% | 0% | 13.2699 | 0 | 7.4931 | 0.74931 | East African detailed analysis — Nairobi (USD) | 0.74931 | 23669
MODULE 13¦93.03 | MODULE 13 | 93.03 | Supply and install equipment racks, power and cable management | nr | 1003.864 | 0 | 1100.425 | 0 | 0% | 0% | 2104.289 | 0 | 1198.6727 | 119.8673 | East African detailed analysis — Nairobi (USD) | 119.8673 | 23692
MODULE 13¦93.04 | MODULE 13 | 93.04 | Carry out system tuning, calibration and acoustic setup | nr | 268.6437 | 0 | 311.0558 | 0 | 0% | 0% | 579.6996 | 0 | 336.4234 | 33.6423 | East African detailed analysis — Nairobi (USD) | 33.6423 | 23715
MODULE 13¦93.05 | MODULE 13 | 93.05 | Provide commissioning, acceptance testing and user training | item | 268.6437 | 0 | 311.0558 | 0 | 0% | 0% | 579.6996 | 0 | 336.4234 | 33.6423 | East African detailed analysis — Nairobi (USD) | 33.6423 | 23738
MODULE 15¦100.01 | MODULE 15 | 100.01 | Supply and install BMS supervisor/head-end server and software | nr | 4502.3184 | 0 | 4839.49 | 0 | 0% | 0% | 9341.8083 | 0 | 5300.3806 | 530.0381 | East African detailed analysis — Nairobi (USD) | 530.0381 | 23761
MODULE 15¦100.02 | MODULE 15 | 100.02 | Supply and install BMS graphics, mimics and configuration | item | 1428.5935 | 0 | 1670.0386 | 0 | 0% | 0% | 3098.6321 | 0 | 1815.5781 | 181.5578 | East African detailed analysis — Nairobi (USD) | 181.5578 | 23784
MODULE 15¦100.03 | MODULE 15 | 100.03 | Supply and install network controllers and outstations | nr | 243.6631 | 0 | 279.0301 | 0 | 0% | 0% | 522.6932 | 0 | 301.0357 | 30.1036 | East African detailed analysis — Nairobi (USD) | 30.1036 | 23807
MODULE 15¦100.04 | MODULE 15 | 100.04 | Supply and install operator workstations and remote-access provisions | nr | 3428.9026 | 0 | 3717.4266 | 0 | 0% | 0% | 7146.3292 | 0 | 4073.2197 | 407.322 | East African detailed analysis — Nairobi (USD) | 407.322 | 23830
MODULE 15¦100.05 | MODULE 15 | 100.05 | Supply and install UPS and power supplies to BMS head-end | nr | 2779.1731 | 0 | 3133.3559 | 0 | 0% | 0% | 5912.529 | 0 | 3415.143 | 341.5143 | East African detailed analysis — Nairobi (USD) | 341.5143 | 23853
MODULE 15¦101.01 | MODULE 15 | 101.01 | Supply and install temperature sensors (air, water, duct, immersion) | nr | 122.3184 | 0 | 142.6538 | 0 | 0% | 0% | 264.9722 | 0 | 154.0863 | 15.4086 | East African detailed analysis — Nairobi (USD) | 15.4086 | 23876
MODULE 15¦101.02 | MODULE 15 | 101.02 | Supply and install pressure, flow and level sensors | nr | 122.3184 | 0 | 142.6538 | 0 | 0% | 0% | 264.9722 | 0 | 154.0863 | 15.4086 | East African detailed analysis — Nairobi (USD) | 15.4086 | 23899
MODULE 15¦101.03 | MODULE 15 | 101.03 | Supply and install humidity, CO2 and air-quality sensors | nr | 122.3184 | 0 | 142.6538 | 0 | 0% | 0% | 264.9722 | 0 | 154.0863 | 15.4086 | East African detailed analysis — Nairobi (USD) | 15.4086 | 23922
MODULE 15¦101.04 | MODULE 15 | 101.04 | Supply and install energy meters and sub-metering devices | nr | 361.1128 | 0 | 400.4977 | 0 | 0% | 0% | 761.6105 | 0 | 436.2981 | 43.6298 | East African detailed analysis — Nairobi (USD) | 43.6298 | 23945
MODULE 15¦101.05 | MODULE 15 | 101.05 | Supply and install occupancy, light-level and window/door status sensors | nr | 251.5456 | 0 | 277.3764 | 0 | 0% | 0% | 528.9219 | 0 | 298.0722 | 29.8072 | East African detailed analysis — Nairobi (USD) | 29.8072 | 23968
MODULE 15¦102.01 | MODULE 15 | 102.01 | Supply and install BMS control panels and motor-control centres | nr | 1428.5935 | 0 | 1670.0386 | 0 | 0% | 0% | 3098.6321 | 0 | 1815.5781 | 181.5578 | East African detailed analysis — Nairobi (USD) | 181.5578 | 23991
MODULE 15¦102.02 | MODULE 15 | 102.02 | Supply and install control valves and valve actuators | nr | 201.9165 | 0 | 233.3416 | 0 | 0% | 0% | 435.2581 | 0 | 252.4264 | 25.2426 | East African detailed analysis — Nairobi (USD) | 25.2426 | 24014
MODULE 15¦102.03 | MODULE 15 | 102.03 | Supply and install damper actuators and drives | nr | 201.9165 | 0 | 233.3416 | 0 | 0% | 0% | 435.2581 | 0 | 252.4264 | 25.2426 | East African detailed analysis — Nairobi (USD) | 25.2426 | 24037
MODULE 15¦102.04 | MODULE 15 | 102.04 | Supply and install variable-speed drives and interfaces | nr | 201.9165 | 0 | 233.3416 | 0 | 0% | 0% | 435.2581 | 0 | 252.4264 | 25.2426 | East African detailed analysis — Nairobi (USD) | 25.2426 | 24060
MODULE 15¦102.05 | MODULE 15 | 102.05 | Supply and install local control packages and interlocks | nr | 1975.5023 | 0 | 2139.9652 | 0 | 0% | 0% | 4115.4675 | 0 | 2342.6982 | 234.2698 | East African detailed analysis — Nairobi (USD) | 234.2698 | 24083
MODULE 15¦103.01 | MODULE 15 | 103.01 | Supply and install BMS network cabling, containment and terminations | m | 6.0858 | 0 | 7.1841 | 0 | 0% | 0% | 13.2699 | 0 | 7.4931 | 0.74931 | East African detailed analysis — Nairobi (USD) | 0.74931 | 24106
MODULE 15¦103.02 | MODULE 15 | 103.02 | Integrate third-party plant and systems (BACnet/Modbus/KNX) | nr | 218.8949 | 0 | 262.6835 | 0 | 0% | 0% | 481.5784 | 0 | 283.3201 | 28.332 | East African detailed analysis — Nairobi (USD) | 28.332 | 24129
MODULE 15¦103.03 | MODULE 15 | 103.03 | Carry out point-to-point checks and software commissioning | nr | 218.8949 | 0 | 262.6835 | 0 | 0% | 0% | 481.5784 | 0 | 283.3201 | 28.332 | East African detailed analysis — Nairobi (USD) | 28.332 | 24152
MODULE 15¦103.04 | MODULE 15 | 103.04 | Carry out control-strategy tuning and seasonal commissioning | item | 218.8949 | 0 | 262.6835 | 0 | 0% | 0% | 481.5784 | 0 | 283.3201 | 28.332 | East African detailed analysis — Nairobi (USD) | 28.332 | 24175
MODULE 15¦103.05 | MODULE 15 | 103.05 | Provide record drawings, O&M manuals and operator training | item | 25.908 | 0 | 255.1787 | 0 | 0% | 0% | 281.0867 | 0 | 234.6861 | 23.4686 | East African detailed analysis — Nairobi (USD) | 23.4686 | 24198
MODULE 16¦104.01 | MODULE 16 | 104.01 | Supply and install incoming gas service, meter and regulator | nr | 1705.4096 | 0 | 2009.3818 | 0 | 0% | 0% | 3714.7913 | 0 | 2192.8083 | 219.2808 | East African detailed analysis — Nairobi (USD) | 219.2808 | 24221
MODULE 16¦104.02 | MODULE 16 | 104.02 | Supply and install gas distribution pipework, including fittings and supports | m | 4.8382 | 0 | 8.7895 | 0 | 0% | 0% | 13.6277 | 0 | 8.7249 | 0.87249 | East African detailed analysis — Nairobi (USD) | 0.87249 | 24244
MODULE 16¦104.03 | MODULE 16 | 104.03 | Supply and install gas isolation, safety shut-off and solenoid valves | nr | 96.3292 | 0 | 109.4919 | 0 | 0% | 0% | 205.8211 | 0 | 116.3139 | 11.6314 | East African detailed analysis — Nairobi (USD) | 11.6314 | 24267
MODULE 16¦104.04 | MODULE 16 | 104.04 | Supply and install gas booster and pressure-control equipment | nr | 4323.3385 | 0 | 4865.0464 | 0 | 0% | 0% | 9188.3849 | 0 | 5325.6502 | 532.565 | East African detailed analysis — Nairobi (USD) | 532.565 | 24290
MODULE 16¦104.05 | MODULE 16 | 104.05 | Supply and install gas-detection and interlock systems | nr | 1975.5023 | 0 | 2139.9652 | 0 | 0% | 0% | 4115.4675 | 0 | 2342.6982 | 234.2698 | East African detailed analysis — Nairobi (USD) | 234.2698 | 24313
MODULE 16¦104.06 | MODULE 16 | 104.06 | Carry out gas tightness testing, purging and commissioning | m | 6.0858 | 0 | 7.1841 | 0 | 0% | 0% | 13.2699 | 0 | 7.4931 | 0.74931 | East African detailed analysis — Nairobi (USD) | 0.74931 | 24336
MODULE 16¦105.01 | MODULE 16 | 105.01 | Supply and install medical-gas manifolds, plant and alarms | nr | 5505.7187 | 0 | 6160.4482 | 0 | 0% | 0% | 11666.1669 | 0 | 6739.876 | 673.9876 | East African detailed analysis — Nairobi (USD) | 673.9876 | 24359
MODULE 16¦105.02 | MODULE 16 | 105.02 | Supply and install medical-gas pipework (copper), including jointing | m | 45.3478 | 0 | 60.0958 | 0 | 0% | 0% | 105.4436 | 0 | 59.478 | 5.9478 | East African detailed analysis — Nairobi (USD) | 5.9478 | 24382
MODULE 16¦105.03 | MODULE 16 | 105.03 | Supply and install area valve service units and terminal outlets | nr | 96.3292 | 0 | 109.4919 | 0 | 0% | 0% | 205.8211 | 0 | 116.3139 | 11.6314 | East African detailed analysis — Nairobi (USD) | 11.6314 | 24405
MODULE 16¦105.04 | MODULE 16 | 105.04 | Supply and install laboratory-gas pipework, valves and outlets | m | 4.8382 | 0 | 8.7895 | 0 | 0% | 0% | 13.6277 | 0 | 8.7249 | 0.87249 | East African detailed analysis — Nairobi (USD) | 0.87249 | 24428
MODULE 16¦105.05 | MODULE 16 | 105.05 | Carry out purity, cross-connection and commissioning testing | nr | 1911.5147 | 0 | 2049.2079 | 0 | 0% | 0% | 3960.7226 | 0 | 2249.6233 | 224.9623 | East African detailed analysis — Nairobi (USD) | 224.9623 | 24451
MODULE 16¦106.01 | MODULE 16 | 106.01 | Supply and install PV modules and mounting systems | nr | 183.2303 | 0 | 227.1677 | 0 | 0% | 0% | 410.398 | 0 | 241.474 | 24.1474 | East African detailed analysis — Nairobi (USD) | 24.1474 | 24474
MODULE 16¦106.02 | MODULE 16 | 106.02 | Supply and install PV inverters and optimisers | nr | 1422.9134 | 0 | 1558.2013 | 0 | 0% | 0% | 2981.1148 | 0 | 1697.0518 | 169.7052 | East African detailed analysis — Nairobi (USD) | 169.7052 | 24497
MODULE 16¦106.03 | MODULE 16 | 106.03 | Supply and install DC/AC cabling, isolators and protection | m | 6.0858 | 0 | 7.1841 | 0 | 0% | 0% | 13.2699 | 0 | 7.4931 | 0.74931 | East African detailed analysis — Nairobi (USD) | 0.74931 | 24520
MODULE 16¦106.04 | MODULE 16 | 106.04 | Supply and install battery-storage system and controls | nr | 1973.068 | 0 | 2110.3613 | 0 | 0% | 0% | 4083.4293 | 0 | 2309.3901 | 230.939 | East African detailed analysis — Nairobi (USD) | 230.939 | 24543
MODULE 16¦106.05 | MODULE 16 | 106.05 | Supply and install PV/battery metering, monitoring and grid connection | nr | 1973.068 | 0 | 2110.3613 | 0 | 0% | 0% | 4083.4293 | 0 | 2309.3901 | 230.939 | East African detailed analysis — Nairobi (USD) | 230.939 | 24566
MODULE 16¦106.06 | MODULE 16 | 106.06 | Carry out testing, G99 commissioning and certification | item | 1911.5147 | 0 | 2049.2079 | 0 | 0% | 0% | 3960.7226 | 0 | 2249.6233 | 224.9623 | East African detailed analysis — Nairobi (USD) | 224.9623 | 24589
MODULE 16¦107.01 | MODULE 16 | 107.01 | Supply and install solar-thermal collectors and mounting | nr | 1911.5147 | 0 | 2049.2079 | 0 | 0% | 0% | 3960.7226 | 0 | 2249.6233 | 224.9623 | East African detailed analysis — Nairobi (USD) | 224.9623 | 24612
MODULE 16¦107.02 | MODULE 16 | 107.02 | Supply and install solar-thermal cylinder, pump station and controls | nr | 2976.9706 | 0 | 3394.5595 | 0 | 0% | 0% | 6371.5301 | 0 | 3717.8799 | 371.788 | East African detailed analysis — Nairobi (USD) | 371.788 | 24635
MODULE 16¦107.03 | MODULE 16 | 107.03 | Supply and install air/ground-source heat pump and connections | nr | 2976.9706 | 0 | 3394.5595 | 0 | 0% | 0% | 6371.5301 | 0 | 3717.8799 | 371.788 | East African detailed analysis — Nairobi (USD) | 371.788 | 24658
MODULE 16¦107.04 | MODULE 16 | 107.04 | Supply and install ground-array/borehole collector loops | m | 6.0858 | 0 | 7.1841 | 0 | 0% | 0% | 13.2699 | 0 | 7.4931 | 0.74931 | East African detailed analysis — Nairobi (USD) | 0.74931 | 24681
MODULE 16¦107.05 | MODULE 16 | 107.05 | Carry out commissioning and performance testing | nr | 1911.5147 | 0 | 2049.2079 | 0 | 0% | 0% | 3960.7226 | 0 | 2249.6233 | 224.9623 | East African detailed analysis — Nairobi (USD) | 224.9623 | 24704
MODULE 16¦108.01 | MODULE 16 | 108.01 | Supply and install EV charging points (AC/DC) and mounting | nr | 1911.5147 | 0 | 2049.2079 | 0 | 0% | 0% | 3960.7226 | 0 | 2249.6233 | 224.9623 | East African detailed analysis — Nairobi (USD) | 224.9623 | 24727
MODULE 16¦108.02 | MODULE 16 | 108.02 | Supply and install EV supply cabling, containment and protection | m | 6.0858 | 0 | 7.1841 | 0 | 0% | 0% | 13.2699 | 0 | 7.4931 | 0.74931 | East African detailed analysis — Nairobi (USD) | 0.74931 | 24750
MODULE 16¦108.03 | MODULE 16 | 108.03 | Supply and install EV distribution boards, load management and metering | nr | 899.459 | 0 | 1111.7427 | 0 | 0% | 0% | 2011.2017 | 0 | 1190.9221 | 119.0922 | East African detailed analysis — Nairobi (USD) | 119.0922 | 24773
MODULE 16¦108.04 | MODULE 16 | 108.04 | Supply and install back-office/payment and monitoring integration | item | 1911.5147 | 0 | 2049.2079 | 0 | 0% | 0% | 3960.7226 | 0 | 2249.6233 | 224.9623 | East African detailed analysis — Nairobi (USD) | 224.9623 | 24796
MODULE 16¦108.05 | MODULE 16 | 108.05 | Carry out testing and commissioning of EV charging | nr | 1911.5147 | 0 | 2049.2079 | 0 | 0% | 0% | 3960.7226 | 0 | 2249.6233 | 224.9623 | East African detailed analysis — Nairobi (USD) | 224.9623 | 24819
MODULE 16¦109.01 | MODULE 16 | 109.01 | Supply and install compressed-air plant, pipework and outlets | m | 4.8382 | 0 | 8.7895 | 0 | 0% | 0% | 13.6277 | 0 | 8.7249 | 0.87249 | East African detailed analysis — Nairobi (USD) | 0.87249 | 24842
MODULE 16¦109.02 | MODULE 16 | 109.02 | Supply and install process water, RO/DI and treatment systems | nr | 1911.5147 | 0 | 2049.2079 | 0 | 0% | 0% | 3960.7226 | 0 | 2249.6233 | 224.9623 | East African detailed analysis — Nairobi (USD) | 224.9623 | 24865
MODULE 16¦109.03 | MODULE 16 | 109.03 | Supply and install fuel-oil storage, pipework and dispensing | nr | 1911.5147 | 0 | 2049.2079 | 0 | 0% | 0% | 3960.7226 | 0 | 2249.6233 | 224.9623 | East African detailed analysis — Nairobi (USD) | 224.9623 | 24888
MODULE 16¦109.04 | MODULE 16 | 109.04 | Supply and install dust/fume extraction and LEV systems | nr | 1911.5147 | 0 | 2049.2079 | 0 | 0% | 0% | 3960.7226 | 0 | 2249.6233 | 224.9623 | East African detailed analysis — Nairobi (USD) | 224.9623 | 24911
MODULE 16¦109.05 | MODULE 16 | 109.05 | Carry out commissioning and validation of specialist services | nr | 1911.5147 | 0 | 2049.2079 | 0 | 0% | 0% | 3960.7226 | 0 | 2249.6233 | 224.9623 | East African detailed analysis — Nairobi (USD) | 224.9623 | 24934
MODULE 17¦110.01 | MODULE 17 | 110.01 | Prepare surfaces and apply paint finishes to walls | m² | 1.7689 | 0 | 3.1228 | 0 | 0% | 0% | 4.8918 | 0 | 2.7729 | 0.27729 | East African detailed analysis — Nairobi (USD) | 0.27729 | 24957
MODULE 17¦110.02 | MODULE 17 | 110.02 | Prepare and apply paint/decorative finishes to ceilings | m² | 1.7689 | 0 | 3.1228 | 0 | 0% | 0% | 4.8918 | 0 | 2.7729 | 0.27729 | East African detailed analysis — Nairobi (USD) | 0.27729 | 24980
MODULE 17¦110.03 | MODULE 17 | 110.03 | Prepare and apply finishes to joinery, doors and trim | m² | 271.8315 | 0 | 330.3613 | 0 | 0% | 0% | 602.1928 | 0 | 347.2066 | 34.7207 | East African detailed analysis — Nairobi (USD) | 34.7207 | 25003
MODULE 17¦110.04 | MODULE 17 | 110.04 | Apply specialist decorative and textured coatings | m² | 1.7689 | 0 | 3.1228 | 0 | 0% | 0% | 4.8918 | 0 | 2.7729 | 0.27729 | East African detailed analysis — Nairobi (USD) | 0.27729 | 25026
MODULE 17¦110.05 | MODULE 17 | 110.05 | Apply protective and anti-graffiti coatings | m² | 1.7689 | 0 | 3.1228 | 0 | 0% | 0% | 4.8918 | 0 | 2.7729 | 0.27729 | East African detailed analysis — Nairobi (USD) | 0.27729 | 25049
MODULE 17¦111.01 | MODULE 17 | 111.01 | Supply and install wallpaper and wall coverings | m² | 18.0487 | 0 | 39.5249 | 0 | 0% | 0% | 57.5736 | 0 | 43.3461 | 4.3346 | East African detailed analysis — Nairobi (USD) | 4.3346 | 25072
MODULE 17¦111.02 | MODULE 17 | 111.02 | Supply and install decorative wall panelling and feature walls | m² | 1.7689 | 0 | 3.1228 | 0 | 0% | 0% | 4.8918 | 0 | 2.7729 | 0.27729 | East African detailed analysis — Nairobi (USD) | 0.27729 | 25095
MODULE 17¦111.03 | MODULE 17 | 111.03 | Supply and install acoustic decorative wall/ceiling treatments | m² | 57.4092 | 0 | 95.5965 | 0 | 0% | 0% | 153.0057 | 0 | 104.5154 | 10.4515 | East African detailed analysis — Nairobi (USD) | 10.4515 | 25118
MODULE 17¦111.04 | MODULE 17 | 111.04 | Supply and install mirrors, decorative glass and splashbacks | m² | 78.3037 | 0 | 84.489 | 0 | 0% | 0% | 162.7927 | 0 | 91.7369 | 9.1737 | East African detailed analysis — Nairobi (USD) | 9.1737 | 25141
MODULE 17¦111.05 | MODULE 17 | 111.05 | Supply and install cornices, mouldings and decorative trims | m | 6.0858 | 0 | 7.1841 | 0 | 0% | 0% | 13.2699 | 0 | 7.4931 | 0.74931 | East African detailed analysis — Nairobi (USD) | 0.74931 | 25164
MODULE 17¦112.01 | MODULE 17 | 112.01 | Supply and install curtains, blinds and window treatments | nr | 251.5456 | 0 | 277.3764 | 0 | 0% | 0% | 528.9219 | 0 | 298.0722 | 29.8072 | East African detailed analysis — Nairobi (USD) | 29.8072 | 25187
MODULE 17¦112.02 | MODULE 17 | 112.02 | Supply and install upholstery and soft seating | nr | 282.6507 | 0 | 314.973 | 0 | 0% | 0% | 597.6236 | 0 | 344.5743 | 34.4574 | East African detailed analysis — Nairobi (USD) | 34.4574 | 25210
MODULE 17¦112.03 | MODULE 17 | 112.03 | Supply and install rugs, carpets and decorative floor finishes | m² | 32.7658 | 0 | 35.9285 | 0 | 0% | 0% | 68.6943 | 0 | 38.7137 | 3.8714 | East African detailed analysis — Nairobi (USD) | 3.8714 | 25233
MODULE 17¦112.04 | MODULE 17 | 112.04 | Supply and install cushions, throws and soft accessories | nr | 161.2249 | 0 | 211.4326 | 0 | 0% | 0% | 372.6575 | 0 | 231.7744 | 23.1774 | East African detailed analysis — Nairobi (USD) | 23.1774 | 25256
MODULE 17¦113.01 | MODULE 17 | 113.01 | Supply and install feature lighting and decorative fittings | nr | 22.7202 | 0 | 31.1206 | 0 | 0% | 0% | 53.8408 | 0 | 30.7728 | 3.0773 | East African detailed analysis — Nairobi (USD) | 3.0773 | 25279
MODULE 17¦113.02 | MODULE 17 | 113.02 | Supply and install bespoke reception and feature joinery | item | 677.5502 | 0 | 812.0073 | 0 | 0% | 0% | 1489.5576 | 0 | 878.5474 | 87.8547 | East African detailed analysis — Nairobi (USD) | 87.8547 | 25302
MODULE 17¦113.03 | MODULE 17 | 113.03 | Supply and install planting, green walls and interior landscaping | nr | 20.8655 | 0 | 25.8501 | 0 | 0% | 0% | 46.7156 | 0 | 26.4741 | 2.6474 | East African detailed analysis — Nairobi (USD) | 2.6474 | 25325
MODULE 17¦113.04 | MODULE 17 | 113.04 | Supply and install decorative screens, partitions and room dividers | nr | 693.779 | 0 | 759.8242 | 0 | 0% | 0% | 1453.6032 | 0 | 829.9161 | 82.9916 | East African detailed analysis — Nairobi (USD) | 82.9916 | 25348
MODULE 17¦113.05 | MODULE 17 | 113.05 | Supply and install feature staircases and balustrade finishes | item | 9689.7218 | 0 | 10348.8601 | 0 | 0% | 0% | 20038.5819 | 0 | 11334.5267 | 1133.4527 | East African detailed analysis — Nairobi (USD) | 1133.4527 | 25371
MODULE 17¦114.01 | MODULE 17 | 114.01 | Supply and install artwork, prints and wall art | nr | 161.2249 | 0 | 211.4326 | 0 | 0% | 0% | 372.6575 | 0 | 231.7744 | 23.1774 | East African detailed analysis — Nairobi (USD) | 23.1774 | 25394
MODULE 17¦114.02 | MODULE 17 | 114.02 | Supply and install signage, graphics and environmental branding | nr | 125.7728 | 0 | 166.0645 | 0 | 0% | 0% | 291.8373 | 0 | 176.6354 | 17.6635 | East African detailed analysis — Nairobi (USD) | 17.6635 | 25417
MODULE 17¦114.03 | MODULE 17 | 114.03 | Supply and install decorative accessories and styling items | nr | 161.2249 | 0 | 211.4326 | 0 | 0% | 0% | 372.6575 | 0 | 231.7744 | 23.1774 | East African detailed analysis — Nairobi (USD) | 23.1774 | 25440
MODULE 17¦114.04 | MODULE 17 | 114.04 | Provide interior styling, dressing and final photography setup | item | 161.2249 | 0 | 211.4326 | 0 | 0% | 0% | 372.6575 | 0 | 231.7744 | 23.1774 | East African detailed analysis — Nairobi (USD) | 23.1774 | 25463

## RATE ANALYSIS
DETAILED RATE ANALYSIS — EAST AFRICAN QS FORMAT
Module / Ref | MODULE 0 | 1.01 | [5 empty] | MODULE 0¦1.01
BOQ Item | Allow for compliance with Employer's Information Requirements and BIM execution plan
Unit | item | Pricing basis | Nairobi, Kenya — Sep 2026 | Currency | USD | VAT | Excluded
No. | Code | Resource Description | Category | Qty / BOQ Unit | Resource Unit | Rate (USD) | Amount (USD) | Remarks
1 | MAT-002 | Ancillary fittings, supports, fixings and connection materials | Material | 0.02 | item | 40.5719 | 0.81144 | East African productivity / consumption constant
2 | LAB-015 | Site engineer / surveyor | Labour | 6 | hr | 3.864 | 23.1839 | East African productivity / consumption constant
3 | LAB-001 | Specialist engineer / surveyor | Labour | 8 | hr | 3.864 | 30.9119 | East African productivity / consumption constant
4 | PLT-018 | Electrical/ICT test instruments | Plant & Tools | 0.25 | day | 38.6399 | 9.66 | East African productivity / consumption constant
5 | SUB-009 | Testing & commissioning | Subcontractor | 0.1 | item | 579.5981 | 57.9598 | Verify supplier/subcontract quotation
6 | MAT-096 | Signage / graphic panel | Material | 0.02 | nr | 121.7156 | 2.4343 | East African productivity / consumption constant
USER ADD |  | Add another resource code in column B | [5 empty] | USER INPUT — choose a PRICES DATABANK Code and enter Qty / BOQ Unit
|  | Materials Total |  |  |  |  | 3.2457
|  | Labour Total |  |  |  |  | 54.0958
|  | Plant & Subcontract Total |  |  |  |  | 67.6198
|  | Direct Resource Cost |  |  |  |  | 124.9614
|  | Transport / Carriage | 5% of materials |  |  |  | 0.16229 | Adjust for haul distance
|  | Small Tools, Water & Sundries | 2.5% of labour + plant |  |  |  | 3.0429 | Traditional allowance
|  | PRIME COST |  |  |  |  | 128.1665
|  | Contractor Overheads | 10% |  |  |  | 12.8167 | Editable allowance
|  | Contractor Profit | 10% |  |  |  | 14.0983 | Editable allowance
|  | RATE PER BOQ UNIT | item |  |  |  | 155.0815 | Excluding VAT
Note | Quantities are standard estimating constants and must be adjusted for specification, method, location and supplier quotations.
DETAILED RATE ANALYSIS — EAST AFRICAN QS FORMAT
Module / Ref | MODULE 0 | 1.02 | [5 empty] | MODULE 0¦1.02
BOQ Item | Allow for compliance with planning conditions and consents
Unit | item | Pricing basis | Nairobi, Kenya — Sep 2026 | Currency | USD | VAT | Excluded
No. | Code | Resource Description | Category | Qty / BOQ Unit | Resource Unit | Rate (USD) | Amount (USD) | Remarks
1 | MAT-002 | Ancillary fittings, supports, fixings and connection materials | Material | 0.02 | item | 40.5719 | 0.81144 | East African productivity / consumption constant
2 | LAB-015 | Site engineer / surveyor | Labour | 6 | hr | 3.864 | 23.1839 | East African productivity / consumption constant
3 | LAB-001 | Specialist engineer / surveyor | Labour | 8 | hr | 3.864 | 30.9119 | East African productivity / consumption constant
4 | PLT-018 | Electrical/ICT test instruments | Plant & Tools | 0.25 | day | 38.6399 | 9.66 | East African productivity / consumption constant
5 | SUB-009 | Testing & commissioning | Subcontractor | 0.1 | item | 579.5981 | 57.9598 | Verify supplier/subcontract quotation
6 | MAT-096 | Signage / graphic panel | Material | 0.02 | nr | 121.7156 | 2.4343 | East African productivity / consumption constant
USER ADD |  | Add another resource code in column B | [5 empty] | USER INPUT — choose a PRICES DATABANK Code and enter Qty / BOQ Unit
|  | Materials Total |  |  |  |  | 3.2457
|  | Labour Total |  |  |  |  | 54.0958
|  | Plant & Subcontract Total |  |  |  |  | 67.6198
|  | Direct Resource Cost |  |  |  |  | 124.9614
|  | Transport / Carriage | 5% of materials |  |  |  | 0.16229 | Adjust for haul distance
|  | Small Tools, Water & Sundries | 2.5% of labour + plant |  |  |  | 3.0429 | Traditional allowance
|  | PRIME COST |  |  |  |  | 128.1665
|  | Contractor Overheads | 10% |  |  |  | 12.8167 | Editable allowance
|  | Contractor Profit | 10% |  |  |  | 14.0983 | Editable allowance
|  | RATE PER BOQ UNIT | item |  |  |  | 155.0815 | Excluding VAT
Note | Quantities are standard estimating constants and must be adjusted for specification, method, location and supplier quotations.
DETAILED RATE ANALYSIS — EAST AFRICAN QS FORMAT
Module / Ref | MODULE 0 | 1.03 | [5 empty] | MODULE 0¦1.03
BOQ Item | Allow for compliance with Building Regulations and statutory approvals
Unit | item | Pricing basis | Nairobi, Kenya — Sep 2026 | Currency | USD | VAT | Excluded
No. | Code | Resource Description | Category | Qty / BOQ Unit | Resource Unit | Rate (USD) | Amount (USD) | Remarks
1 | MAT-002 | Ancillary fittings, supports, fixings and connection materials | Material | 0.02 | item | 40.5719 | 0.81144 | East African productivity / consumption constant
2 | LAB-015 | Site engineer / surveyor | Labour | 6 | hr | 3.864 | 23.1839 | East African productivity / consumption constant
3 | LAB-001 | Specialist engineer / surveyor | Labour | 8 | hr | 3.864 | 30.9119 | East African productivity / consumption constant
4 | PLT-018 | Electrical/ICT test instruments | Plant & Tools | 0.25 | day | 38.6399 | 9.66 | East African productivity / consumption constant
5 | SUB-009 | Testing & commissioning | Subcontractor | 0.1 | item | 579.5981 | 57.9598 | Verify supplier/subcontract quotation
6 | MAT-096 | Signage / graphic panel | Material | 0.02 | nr | 121.7156 | 2.4343 | East African productivity / consumption constant
USER ADD |  | Add another resource code in column B | [5 empty] | USER INPUT — choose a PRICES DATABANK Code and enter Qty / BOQ Unit
|  | Materials Total |  |  |  |  | 3.2457
|  | Labour Total |  |  |  |  | 54.0958
|  | Plant & Subcontract Total |  |  |  |  | 67.6198
|  | Direct Resource Cost |  |  |  |  | 124.9614
|  | Transport / Carriage | 5% of materials |  |  |  | 0.16229 | Adjust for haul distance
|  | Small Tools, Water & Sundries | 2.5% of labour + plant |  |  |  | 3.0429 | Traditional allowance
|  | PRIME COST |  |  |  |  | 128.1665
|  | Contractor Overheads | 10% |  |  |  | 12.8167 | Editable allowance
|  | Contractor Profit | 10% |  |  |  | 14.0983 | Editable allowance
|  | RATE PER BOQ UNIT | item |  |  |  | 155.0815 | Excluding VAT
Note | Quantities are standard estimating constants and must be adjusted for specification, method, location and supplier quotations.
DETAILED RATE ANALYSIS — EAST AFRICAN QS FORMAT
Module / Ref | MODULE 0 | 1.04 | [5 empty] | MODULE 0¦1.04
BOQ Item | Allow for party-wall awards, rights of light and boundary agreements
Unit | nr | Pricing basis | Nairobi, Kenya — Sep 2026 | Currency | USD | VAT | Excluded
No. | Code | Resource Description | Category | Qty / BOQ Unit | Resource Unit | Rate (USD) | Amount (USD) | Remarks
1 | MAT-002 | Ancillary fittings, supports, fixings and connection materials | Material | 0.02 | item | 40.5719 | 0.81144 | East African productivity / consumption constant
2 | LAB-015 | Site engineer / surveyor | Labour | 6 | hr | 3.864 | 23.1839 | East African productivity / consumption constant
3 | LAB-001 | Specialist engineer / surveyor | Labour | 8 | hr | 3.864 | 30.9119 | East African productivity / consumption constant
4 | PLT-018 | Electrical/ICT test instruments | Plant & Tools | 0.25 | day | 38.6399 | 9.66 | East African productivity / consumption constant
5 | SUB-009 | Testing & commissioning | Subcontractor | 0.1 | item | 579.5981 | 57.9598 | Verify supplier/subcontract quotation
6 | MAT-096 | Signage / graphic panel | Material | 0.02 | nr | 121.7156 | 2.4343 | East African productivity / consumption constant
USER ADD |  | Add another resource code in column B | [5 empty] | USER INPUT — choose a PRICES DATABANK Code and enter Qty / BOQ Unit
|  | Materials Total |  |  |  |  | 3.2457
|  | Labour Total |  |  |  |  | 54.0958
|  | Plant & Subcontract Total |  |  |  |  | 67.6198
|  | Direct Resource Cost |  |  |  |  | 124.9614
|  | Transport / Carriage | 5% of materials |  |  |  | 0.16229 | Adjust for haul distance
|  | Small Tools, Water & Sundries | 2.5% of labour + plant |  |  |  | 3.0429 | Traditional allowance
|  | PRIME COST |  |  |  |  | 128.1665
|  | Contractor Overheads | 10% |  |  |  | 12.8167 | Editable allowance
|  | Contractor Profit | 10% |  |  |  | 14.0983 | Editable allowance
|  | RATE PER BOQ UNIT | nr |  |  |  | 155.0815 | Excluding VAT
Note | Quantities are standard estimating constants and must be adjusted for specification, method, location and supplier quotations.
DETAILED RATE ANALYSIS — EAST AFRICAN QS FORMAT
Module / Ref | MODULE 0 | 1.05 | [5 empty] | MODULE 0¦1.05
BOQ Item | Allow for section agreements (S38/S278/S104/S106) and utility approvals
Unit | nr | Pricing basis | Nairobi, Kenya — Sep 2026 | Currency | USD | VAT | Excluded
No. | Code | Resource Description | Category | Qty / BOQ Unit | Resource Unit | Rate (USD) | Amount (USD) | Remarks
1 | MAT-002 | Ancillary fittings, supports, fixings and connection materials | Material | 0.02 | item | 40.5719 | 0.81144 | East African productivity / consumption constant
2 | LAB-015 | Site engineer / surveyor | Labour | 6 | hr | 3.864 | 23.1839 | East African productivity / consumption constant
3 | LAB-001 | Specialist engineer / surveyor | Labour | 8 | hr | 3.864 | 30.9119 | East African productivity / consumption constant
4 | PLT-018 | Electrical/ICT test instruments | Plant & Tools | 0.25 | day | 38.6399 | 9.66 | East African productivity / consumption constant
5 | SUB-009 | Testing & commissioning | Subcontractor | 0.1 | item | 579.5981 | 57.9598 | Verify supplier/subcontract quotation
6 | MAT-096 | Signage / graphic panel | Material | 0.02 | nr | 121.7156 | 2.4343 | East African productivity / consumption constant
USER ADD |  | Add another resource code in column B | [5 empty] | USER INPUT — choose a PRICES DATABANK Code and enter Qty / BOQ Unit
|  | Materials Total |  |  |  |  | 3.2457
|  | Labour Total |  |  |  |  | 54.0958
|  | Plant & Subcontract Total |  |  |  |  | 67.6198
|  | Direct Resource Cost |  |  |  |  | 124.9614
|  | Transport / Carriage | 5% of materials |  |  |  | 0.16229 | Adjust for haul distance
|  | Small Tools, Water & Sundries | 2.5% of labour + plant |  |  |  | 3.0429 | Traditional allowance
|  | PRIME COST |  |  |  |  | 128.1665
|  | Contractor Overheads | 10% |  |  |  | 12.8167 | Editable allowance
|  | Contractor Profit | 10% |  |  |  | 14.0983 | Editable allowance
|  | RATE PER BOQ UNIT | nr |  |  |  | 155.0815 | Excluding VAT
Note | Quantities are standard estimating constants and must be adjusted for specification, method, location and supplier quotations.
DETAILED RATE ANALYSIS — EAST AFRICAN QS FORMAT
Module / Ref | MODULE 0 | 1.06 | [5 empty] | MODULE 0¦1.06
BOQ Item | Allow for permits to work, road-opening and highway licences
Unit | nr | Pricing basis | Nairobi, Kenya — Sep 2026 | Currency | USD | VAT | Excluded
No. | Code | Resource Description | Category | Qty / BOQ Unit | Resource Unit | Rate (USD) | Amount (USD) | Remarks
1 | MAT-002 | Ancillary fittings, supports, fixings and connection materials | Material | 0.02 | item | 40.5719 | 0.81144 | East African productivity / consumption constant
2 | LAB-015 | Site engineer / surveyor | Labour | 6 | hr | 3.864 | 23.1839 | East African productivity / consumption constant
3 | LAB-001 | Specialist engineer / surveyor | Labour | 8 | hr | 3.864 | 30.9119 | East African productivity / consumption constant
4 | PLT-018 | Electrical/ICT test instruments | Plant & Tools | 0.25 | day | 38.6399 | 9.66 | East African productivity / consumption constant
5 | SUB-009 | Testing & commissioning | Subcontractor | 0.1 | item | 579.5981 | 57.9598 | Verify supplier/subcontract quotation
6 | MAT-096 | Signage / graphic panel | Material | 0.02 | nr | 121.7156 | 2.4343 | East African productivity / consumption constant
USER ADD |  | Add another resource code in column B | [5 empty] | USER INPUT — choose a PRICES DATABANK Code and enter Qty / BOQ Unit
|  | Materials Total |  |  |  |  | 3.2457
|  | Labour Total |  |  |  |  | 54.0958
|  | Plant & Subcontract Total |  |  |  |  | 67.6198
|  | Direct Resource Cost |  |  |  |  | 124.9614
|  | Transport / Carriage | 5% of materials |  |  |  | 0.16229 | Adjust for haul distance
|  | Small Tools, Water & Sundries | 2.5% of labour + plant |  |  |  | 3.0429 | Traditional allowance
|  | PRIME COST |  |  |  |  | 128.1665
|  | Contractor Overheads | 10% |  |  |  | 12.8167 | Editable allowance
|  | Contractor Profit | 10% |  |  |  | 14.0983 | Editable allowance
|  | RATE PER BOQ UNIT | nr |  |  |  | 155.0815 | Excluding VAT
Note | Quantities are standard estimating constants and must be adjusted for specification, method, location and supplier quotations.
DETAILED RATE ANALYSIS — EAST AFRICAN QS FORMAT
Module / Ref | MODULE 0 | 1.07 | [5 empty] | MODULE 0¦1.07
BOQ Item | Allow for photographic and condition surveys of adjoining property
Unit | nr | Pricing basis | Nairobi, Kenya — Sep 2026 | Currency | USD | VAT | Excluded
No. | Code | Resource Description | Category | Qty / BOQ Unit | Resource Unit | Rate (USD) | Amount (USD) | Remarks
1 | MAT-002 | Ancillary fittings, supports, fixings and connection materials | Material | 0.02 | item | 40.5719 | 0.81144 | East African productivity / consumption constant
2 | LAB-015 | Site engineer / surveyor | Labour | 6 | hr | 3.864 | 23.1839 | East African productivity / consumption constant
3 | LAB-001 | Specialist engineer / surveyor | Labour | 8 | hr | 3.864 | 30.9119 | East African productivity / consumption constant
4 | PLT-018 | Electrical/ICT test instruments | Plant & Tools | 0.25 | day | 38.6399 | 9.66 | East African productivity / consumption constant
5 | SUB-009 | Testing & commissioning | Subcontractor | 0.1 | item | 579.5981 | 57.9598 | Verify supplier/subcontract quotation
6 | MAT-096 | Signage / graphic panel | Material | 0.02 | nr | 121.7156 | 2.4343 | East African productivity / consumption constant
USER ADD |  | Add another resource code in column B | [5 empty] | USER INPUT — choose a PRICES DATABANK Code and enter Qty / BOQ Unit
|  | Materials Total |  |  |  |  | 3.2457
|  | Labour Total |  |  |  |  | 54.0958
|  | Plant & Subcontract Total |  |  |  |  | 67.6198
|  | Direct Resource Cost |  |  |  |  | 124.9614
|  | Transport / Carriage | 5% of materials |  |  |  | 0.16229 | Adjust for haul distance
|  | Small Tools, Water & Sundries | 2.5% of labour + plant |  |  |  | 3.0429 | Traditional allowance
|  | PRIME COST |  |  |  |  | 128.1665
|  | Contractor Overheads | 10% |  |  |  | 12.8167 | Editable allowance
|  | Contractor Profit | 10% |  |  |  | 14.0983 | Editable allowance
|  | RATE PER BOQ UNIT | nr |  |  |  | 155.0815 | Excluding VAT
Note | Quantities are standard estimating constants and must be adjusted for specification, method, location and supplier quotations.
DETAILED RATE ANALYSIS — EAST AFRICAN QS FORMAT
Module / Ref | MODULE 0 | 2.01 | [5 empty] | MODULE 0¦2.01
BOQ Item | Provide project / contracts manager
Unit | wk | Pricing basis | Nairobi, Kenya — Sep 2026 | Currency | USD | VAT | Excluded
No. | Code | Resource Description | Category | Qty / BOQ Unit | Resource Unit | Rate (USD) | Amount (USD) | Remarks
1 | MAT-002 | Ancillary fittings, supports, fixings and connection materials | Material | 0.05 | item | 40.5719 | 2.0286 | East African productivity / consumption constant
2 | LAB-001 | Specialist engineer / surveyor | Labour | 40 | hr | 3.864 | 154.5595 | East African productivity / consumption constant
3 | LAB-015 | Site engineer / surveyor | Labour | 8 | hr | 3.864 | 30.9119 | East African productivity / consumption constant
4 | PLT-018 | Electrical/ICT test instruments | Plant & Tools | 0.25 | day | 38.6399 | 9.66 | East African productivity / consumption constant
5 | PLT-016 | Small tools & consumables (allowance) | Plant & Tools | 2 | hr | 0.5796 | 1.1592 | East African productivity / consumption constant
6 | SUB-009 | Testing & commissioning | Subcontractor | 0 | item | 579.5981 | 0 | Verify supplier/subcontract quotation
USER ADD |  | Add another resource code in column B | [5 empty] | USER INPUT — choose a PRICES DATABANK Code and enter Qty / BOQ Unit
|  | Materials Total |  |  |  |  | 2.0286
|  | Labour Total |  |  |  |  | 185.4714
|  | Plant & Subcontract Total |  |  |  |  | 10.8192
|  | Direct Resource Cost |  |  |  |  | 198.3192
|  | Transport / Carriage | 5% of materials |  |  |  | 0.10143 | Adjust for haul distance
|  | Small Tools, Water & Sundries | 2.5% of labour + plant |  |  |  | 4.9073 | Traditional allowance
|  | PRIME COST |  |  |  |  | 203.3279
|  | Contractor Overheads | 10% |  |  |  | 20.3328 | Editable allowance
|  | Contractor Profit | 10% |  |  |  | 22.3661 | Editable allowance
|  | RATE PER BOQ UNIT | wk |  |  |  | 246.0267 | Excluding VAT
Note | Quantities are standard estimating constants and must be adjusted for specification, method, location and supplier quotations.
DETAILED RATE ANALYSIS — EAST AFRICAN QS FORMAT
Module / Ref | MODULE 0 | 2.02 | [5 empty] | MODULE 0¦2.02
BOQ Item | Provide site manager / agent
Unit | wk | Pricing basis | Nairobi, Kenya — Sep 2026 | Currency | USD | VAT | Excluded
No. | Code | Resource Description | Category | Qty / BOQ Unit | Resource Unit | Rate (USD) | Amount (USD) | Remarks
1 | MAT-002 | Ancillary fittings, supports, fixings and connection materials | Material | 0.05 | item | 40.5719 | 2.0286 | East African productivity / consumption constant
2 | LAB-001 | Specialist engineer / surveyor | Labour | 40 | hr | 3.864 | 154.5595 | East African productivity / consumption constant
3 | LAB-015 | Site engineer / surveyor | Labour | 8 | hr | 3.864 | 30.9119 | East African productivity / consumption constant
4 | PLT-018 | Electrical/ICT test instruments | Plant & Tools | 0.25 | day | 38.6399 | 9.66 | East African productivity / consumption constant
5 | PLT-016 | Small tools & consumables (allowance) | Plant & Tools | 2 | hr | 0.5796 | 1.1592 | East African productivity / consumption constant
6 | SUB-009 | Testing & commissioning | Subcontractor | 0 | item | 579.5981 | 0 | Verify supplier/subcontract quotation
USER ADD |  | Add another resource code in column B | [5 empty] | USER INPUT — choose a PRICES DATABANK Code and enter Qty / BOQ Unit
|  | Materials Total |  |  |  |  | 2.0286
|  | Labour Total |  |  |  |  | 185.4714
|  | Plant & Subcontract Total |  |  |  |  | 10.8192
|  | Direct Resource Cost |  |  |  |  | 198.3192
|  | Transport / Carriage | 5% of materials |  |  |  | 0.10143 | Adjust for haul distance
|  | Small Tools, Water & Sundries | 2.5% of labour + plant |  |  |  | 4.9073 | Traditional allowance
|  | PRIME COST |  |  |  |  | 203.3279
|  | Contractor Overheads | 10% |  |  |  | 20.3328 | Editable allowance
|  | Contractor Profit | 10% |  |  |  | 22.3661 | Editable allowance
|  | RATE PER BOQ UNIT | wk |  |  |  | 246.0267 | Excluding VAT
Note | Quantities are standard estimating constants and must be adjusted for specification, method, location and supplier quotations.
DETAILED RATE ANALYSIS — EAST AFRICAN QS FORMAT
Module / Ref | MODULE 0 | 2.03 | [5 empty] | MODULE 0¦2.03
BOQ Item | Provide assistant site managers / section engineers
Unit | wk | Pricing basis | Nairobi, Kenya — Sep 2026 | Currency | USD | VAT | Excluded
No. | Code | Resource Description | Category | Qty / BOQ Unit | Resource Unit | Rate (USD) | Amount (USD) | Remarks
1 | MAT-002 | Ancillary fittings, supports, fixings and connection materials | Material | 0.05 | item | 40.5719 | 2.0286 | East African productivity / consumption constant
2 | LAB-001 | Specialist engineer / surveyor | Labour | 40 | hr | 3.864 | 154.5595 | East African productivity / consumption constant
3 | LAB-015 | Site engineer / surveyor | Labour | 8 | hr | 3.864 | 30.9119 | East African productivity / consumption constant
4 | PLT-018 | Electrical/ICT test instruments | Plant & Tools | 0.25 | day | 38.6399 | 9.66 | East African productivity / consumption constant
5 | PLT-016 | Small tools & consumables (allowance) | Plant & Tools | 2 | hr | 0.5796 | 1.1592 | East African productivity / consumption constant
6 | SUB-009 | Testing & commissioning | Subcontractor | 0 | item | 579.5981 | 0 | Verify supplier/subcontract quotation
USER ADD |  | Add another resource code in column B | [5 empty] | USER INPUT — choose a PRICES DATABANK Code and enter Qty / BOQ Unit
|  | Materials Total |  |  |  |  | 2.0286
|  | Labour Total |  |  |  |  | 185.4714
|  | Plant & Subcontract Total |  |  |  |  | 10.8192
|  | Direct Resource Cost |  |  |  |  | 198.3192
|  | Transport / Carriage | 5% of materials |  |  |  | 0.10143 | Adjust for haul distance
|  | Small Tools, Water & Sundries | 2.5% of labour + plant |  |  |  | 4.9073 | Traditional allowance
|  | PRIME COST |  |  |  |  | 203.3279
|  | Contractor Overheads | 10% |  |  |  | 20.3328 | Editable allowance
|  | Contractor Profit | 10% |  |  |  | 22.3661 | Editable allowance
|  | RATE PER BOQ UNIT | wk |  |  |  | 246.0267 | Excluding VAT
Note | Quantities are standard estimating constants and must be adjusted for specification, method, location and supplier quotations.
DETAILED RATE ANALYSIS — EAST AFRICAN QS FORMAT
Module / Ref | MODULE 0 | 2.04 | [5 empty] | MODULE 0¦2.04
BOQ Item | Provide site / setting-out engineer
Unit | wk | Pricing basis | Nairobi, Kenya — Sep 2026 | Currency | USD | VAT | Excluded
No. | Code | Resource Description | Category | Qty / BOQ Unit | Resource Unit | Rate (USD) | Amount (USD) | Remarks
1 | MAT-113 | Survey monitoring instrument/target | Material | 4 | nr | 119.3972 | 477.5889 | Specific East African resource constant
2 | MAT-002 | Ancillary fittings, supports, fixings and connection materials | Material | 0.05 | item | 40.5719 | 2.0286 | Specific East African resource constant
3 | LAB-015 | Site engineer / surveyor | Labour | 8 | hr | 3.864 | 30.9119 | Specific East African resource constant
4 | LAB-002 | General labourer | Labour | 2 | hr | 0.7728 | 1.5456 | Specific East African resource constant
5 | PLT-018 | Electrical/ICT test instruments | Plant & Tools | 0.5 | day | 38.6399 | 19.3199 | Specific East African resource constant
6 | SUB-021 | Surveying / monitoring service | Subcontractor | 0.05 | item | 927.357 | 46.3679 | Verify local quotation / authority charge
USER ADD |  | Add another resource code in column B | [5 empty] | USER INPUT — choose a PRICES DATABANK Code and enter Qty / BOQ Unit
|  | Materials Total |  |  |  |  | 479.6175
|  | Labour Total |  |  |  |  | 32.4575
|  | Plant & Subcontract Total |  |  |  |  | 65.6878
|  | Direct Resource Cost |  |  |  |  | 577.7628
|  | Transport / Carriage | 5% of materials |  |  |  | 23.9809 | Adjust for haul distance
|  | Small Tools, Water & Sundries | 2.5% of labour + plant |  |  |  | 2.4536 | Traditional allowance
|  | PRIME COST |  |  |  |  | 604.1973
|  | Contractor Overheads | 10% |  |  |  | 60.4197 | Editable allowance
|  | Contractor Profit | 10% |  |  |  | 66.4617 | Editable allowance
|  | RATE PER BOQ UNIT | wk |  |  |  | 731.0787 | Excluding VAT
Note | Quantities are standard estimating constants and must be adjusted for specification, method, location and supplier quotations.
DETAILED RATE ANALYSIS — EAST AFRICAN QS FORMAT
Module / Ref | MODULE 0 | 2.05 | [5 empty] | MODULE 0¦2.05
BOQ Item | Provide quantity surveyor / commercial staff
Unit | wk | Pricing basis | Nairobi, Kenya — Sep 2026 | Currency | USD | VAT | Excluded
No. | Code | Resource Description | Category | Qty / BOQ Unit | Resource Unit | Rate (USD) | Amount (USD) | Remarks
1 | MAT-002 | Ancillary fittings, supports, fixings and connection materials | Material | 0.02 | item | 40.5719 | 0.81144 | East African productivity / consumption constant
2 | LAB-015 | Site engineer / surveyor | Labour | 6 | hr | 3.864 | 23.1839 | East African productivity / consumption constant
3 | LAB-001 | Specialist engineer / surveyor | Labour | 8 | hr | 3.864 | 30.9119 | East African productivity / consumption constant
4 | PLT-018 | Electrical/ICT test instruments | Plant & Tools | 0.25 | day | 38.6399 | 9.66 | East African productivity / consumption constant
5 | SUB-009 | Testing & commissioning | Subcontractor | 0.1 | item | 579.5981 | 57.9598 | Verify supplier/subcontract quotation
6 | MAT-096 | Signage / graphic panel | Material | 0.02 | nr | 121.7156 | 2.4343 | East African productivity / consumption constant
USER ADD |  | Add another resource code in column B | [5 empty] | USER INPUT — choose a PRICES DATABANK Code and enter Qty / BOQ Unit
|  | Materials Total |  |  |  |  | 3.2457
|  | Labour Total |  |  |  |  | 54.0958
|  | Plant & Subcontract Total |  |  |  |  | 67.6198
|  | Direct Resource Cost |  |  |  |  | 124.9614
|  | Transport / Carriage | 5% of materials |  |  |  | 0.16229 | Adjust for haul distance
|  | Small Tools, Water & Sundries | 2.5% of labour + plant |  |  |  | 3.0429 | Traditional allowance
|  | PRIME COST |  |  |  |  | 128.1665
|  | Contractor Overheads | 10% |  |  |  | 12.8167 | Editable allowance
|  | Contractor Profit | 10% |  |  |  | 14.0983 | Editable allowance
|  | RATE PER BOQ UNIT | wk |  |  |  | 155.0815 | Excluding VAT
Note | Quantities are standard estimating constants and must be adjusted for specification, method, location and supplier quotations.
DETAILED RATE ANALYSIS — EAST AFRICAN QS FORMAT
Module / Ref | MODULE 0 | 2.06 | [5 empty] | MODULE 0¦2.06
BOQ Item | Provide planner / programmer
Unit | wk | Pricing basis | Nairobi, Kenya — Sep 2026 | Currency | USD | VAT | Excluded
No. | Code | Resource Description | Category | Qty / BOQ Unit | Resource Unit | Rate (USD) | Amount (USD) | Remarks
1 | MAT-002 | Ancillary fittings, supports, fixings and connection materials | Material | 0.05 | item | 40.5719 | 2.0286 | East African productivity / consumption constant
2 | LAB-001 | Specialist engineer / surveyor | Labour | 40 | hr | 3.864 | 154.5595 | East African productivity / consumption constant
3 | LAB-015 | Site engineer / surveyor | Labour | 8 | hr | 3.864 | 30.9119 | East African productivity / consumption constant
4 | PLT-018 | Electrical/ICT test instruments | Plant & Tools | 0.25 | day | 38.6399 | 9.66 | East African productivity / consumption constant
5 | PLT-016 | Small tools & consumables (allowance) | Plant & Tools | 2 | hr | 0.5796 | 1.1592 | East African productivity / consumption constant
6 | SUB-009 | Testing & commissioning | Subcontractor | 0 | item | 579.5981 | 0 | Verify supplier/subcontract quotation
USER ADD |  | Add another resource code in column B | [5 empty] | USER INPUT — choose a PRICES DATABANK Code and enter Qty / BOQ Unit
|  | Materials Total |  |  |  |  | 2.0286
|  | Labour Total |  |  |  |  | 185.4714
|  | Plant & Subcontract Total |  |  |  |  | 10.8192
|  | Direct Resource Cost |  |  |  |  | 198.3192
|  | Transport / Carriage | 5% of materials |  |  |  | 0.10143 | Adjust for haul distance
|  | Small Tools, Water & Sundries | 2.5% of labour + plant |  |  |  | 4.9073 | Traditional allowance
|  | PRIME COST |  |  |  |  | 203.3279
|  | Contractor Overheads | 10% |  |  |  | 20.3328 | Editable allowance
|  | Contractor Profit | 10% |  |  |  | 22.3661 | Editable allowance
|  | RATE PER BOQ UNIT | wk |  |  |  | 246.0267 | Excluding VAT
Note | Quantities are standard estimating constants and must be adjusted for specification, method, location and supplier quotations.
DETAILED RATE ANALYSIS — EAST AFRICAN QS FORMAT
Module / Ref | MODULE 0 | 2.07 | [5 empty] | MODULE 0¦2.07
BOQ Item | Provide health-and-safety manager / advisor
Unit | wk | Pricing basis | Nairobi, Kenya — Sep 2026 | Currency | USD | VAT | Excluded
No. | Code | Resource Description | Category | Qty / BOQ Unit | Resource Unit | Rate (USD) | Amount (USD) | Remarks
1 | MAT-002 | Ancillary fittings, supports, fixings and connection materials | Material | 0.05 | item | 40.5719 | 2.0286 | East African productivity / consumption constant
2 | LAB-001 | Specialist engineer / surveyor | Labour | 40 | hr | 3.864 | 154.5595 | East African productivity / consumption constant
3 | LAB-015 | Site engineer / surveyor | Labour | 8 | hr | 3.864 | 30.9119 | East African productivity / consumption constant
4 | PLT-018 | Electrical/ICT test instruments | Plant & Tools | 0.25 | day | 38.6399 | 9.66 | East African productivity / consumption constant
5 | PLT-016 | Small tools & consumables (allowance) | Plant & Tools | 2 | hr | 0.5796 | 1.1592 | East African productivity / consumption constant
6 | SUB-009 | Testing & commissioning | Subcontractor | 0 | item | 579.5981 | 0 | Verify supplier/subcontract quotation
USER ADD |  | Add another resource code in column B | [5 empty] | USER INPUT — choose a PRICES DATABANK Code and enter Qty / BOQ Unit
|  | Materials Total |  |  |  |  | 2.0286
|  | Labour Total |  |  |  |  | 185.4714
|  | Plant & Subcontract Total |  |  |  |  | 10.8192
|  | Direct Resource Cost |  |  |  |  | 198.3192
|  | Transport / Carriage | 5% of materials |  |  |  | 0.10143 | Adjust for haul distance
|  | Small Tools, Water & Sundries | 2.5% of labour + plant |  |  |  | 4.9073 | Traditional allowance
|  | PRIME COST |  |  |  |  | 203.3279
|  | Contractor Overheads | 10% |  |  |  | 20.3328 | Editable allowance
|  | Contractor Profit | 10% |  |  |  | 22.3661 | Editable allowance
|  | RATE PER BOQ UNIT | wk |  |  |  | 246.0267 | Excluding VAT
Note | Quantities are standard estimating constants and must be adjusted for specification, method, location and supplier quotations.
DETAILED RATE ANALYSIS — EAST AFRICAN QS FORMAT
Module / Ref | MODULE 0 | 2.08 | [5 empty] | MODULE 0¦2.08
BOQ Item | Provide site administrator / document controller
Unit | wk | Pricing basis | Nairobi, Kenya — Sep 2026 | Currency | USD | VAT | Excluded
No. | Code | Resource Description | Category | Qty / BOQ Unit | Resource Unit | Rate (USD) | Amount (USD) | Remarks
1 | MAT-002 | Ancillary fittings, supports, fixings and connection materials | Material | 0.05 | item | 40.5719 | 2.0286 | East African productivity / consumption constant
2 | LAB-014 | Site foreman / ganger | Labour | 40 | hr | 2.7048 | 108.1917 | East African productivity / consumption constant
3 | LAB-002 | General labourer | Labour | 4 | hr | 0.7728 | 3.0912 | East African productivity / consumption constant
4 | PLT-016 | Small tools & consumables (allowance) | Plant & Tools | 2 | hr | 0.5796 | 1.1592 | East African productivity / consumption constant
5 | MAT-100 | Loose furniture item | Material | 0.02 | nr | 278.5935 | 5.5719 | East African productivity / consumption constant
6 | SUB-001 | Testing / commissioning allowance | Subcontractor | 0 | item | 193.1994 | 0 | Verify supplier/subcontract quotation
USER ADD |  | Add another resource code in column B | [5 empty] | USER INPUT — choose a PRICES DATABANK Code and enter Qty / BOQ Unit
|  | Materials Total |  |  |  |  | 7.6005
|  | Labour Total |  |  |  |  | 111.2828
|  | Plant & Subcontract Total |  |  |  |  | 1.1592
|  | Direct Resource Cost |  |  |  |  | 120.0425
|  | Transport / Carriage | 5% of materials |  |  |  | 0.38002 | Adjust for haul distance
|  | Small Tools, Water & Sundries | 2.5% of labour + plant |  |  |  | 2.8111 | Traditional allowance
|  | PRIME COST |  |  |  |  | 123.2336
|  | Contractor Overheads | 10% |  |  |  | 12.3234 | Editable allowance
|  | Contractor Profit | 10% |  |  |  | 13.5557 | Editable allowance
|  | RATE PER BOQ UNIT | wk |  |  |  | 149.1126 | Excluding VAT
Note | Quantities are standard estimating constants and must be adjusted for specification, method, location and supplier quotations.
DETAILED RATE ANALYSIS — EAST AFRICAN QS FORMAT
Module / Ref | MODULE 0 | 2.09 | [5 empty] | MODULE 0¦2.09
BOQ Item | Provide general foreman and trade supervisors
Unit | wk | Pricing basis | Nairobi, Kenya — Sep 2026 | Currency | USD | VAT | Excluded
No. | Code | Resource Description | Category | Qty / BOQ Unit | Resource Unit | Rate (USD) | Amount (USD) | Remarks
1 | MAT-002 | Ancillary fittings, supports, fixings and connection materials | Material | 0.05 | item | 40.5719 | 2.0286 | East African productivity / consumption constant
2 | LAB-014 | Site foreman / ganger | Labour | 40 | hr | 2.7048 | 108.1917 | East African productivity / consumption constant
3 | LAB-002 | General labourer | Labour | 4 | hr | 0.7728 | 3.0912 | East African productivity / consumption constant
4 | PLT-016 | Small tools & consumables (allowance) | Plant & Tools | 2 | hr | 0.5796 | 1.1592 | East African productivity / consumption constant
5 | MAT-100 | Loose furniture item | Material | 0.02 | nr | 278.5935 | 5.5719 | East African productivity / consumption constant
6 | SUB-001 | Testing / commissioning allowance | Subcontractor | 0 | item | 193.1994 | 0 | Verify supplier/subcontract quotation
USER ADD |  | Add another resource code in column B | [5 empty] | USER INPUT — choose a PRICES DATABANK Code and enter Qty / BOQ Unit
|  | Materials Total |  |  |  |  | 7.6005
|  | Labour Total |  |  |  |  | 111.2828
|  | Plant & Subcontract Total |  |  |  |  | 1.1592
|  | Direct Resource Cost |  |  |  |  | 120.0425
|  | Transport / Carriage | 5% of materials |  |  |  | 0.38002 | Adjust for haul distance
|  | Small Tools, Water & Sundries | 2.5% of labour + plant |  |  |  | 2.8111 | Traditional allowance
|  | PRIME COST |  |  |  |  | 123.2336
|  | Contractor Overheads | 10% |  |  |  | 12.3234 | Editable allowance
|  | Contractor Profit | 10% |  |  |  | 13.5557 | Editable allowance
|  | RATE PER BOQ UNIT | wk |  |  |  | 149.1126 | Excluding VAT
Note | Quantities are standard estimating constants and must be adjusted for specification, method, location and supplier quotations.
DETAILED RATE ANALYSIS — EAST AFRICAN QS FORMAT
Module / Ref | MODULE 0 | 2.1 | [5 empty] | MODULE 0¦2.1
BOQ Item | Provide site storeman and gateman
Unit | wk | Pricing basis | Nairobi, Kenya — Sep 2026 | Currency | USD | VAT | Excluded
No. | Code | Resource Description | Category | Qty / BOQ Unit | Resource Unit | Rate (USD) | Amount (USD) | Remarks
1 | MAT-002 | Ancillary fittings, supports, fixings and connection materials | Material | 0.05 | item | 40.5719 | 2.0286 | East African productivity / consumption constant
2 | LAB-014 | Site foreman / ganger | Labour | 40 | hr | 2.7048 | 108.1917 | East African productivity / consumption constant
3 | LAB-002 | General labourer | Labour | 4 | hr | 0.7728 | 3.0912 | East African productivity / consumption constant
4 | PLT-016 | Small tools & consumables (allowance) | Plant & Tools | 2 | hr | 0.5796 | 1.1592 | East African productivity / consumption constant
5 | MAT-100 | Loose furniture item | Material | 0.02 | nr | 278.5935 | 5.5719 | East African productivity / consumption constant
6 | SUB-001 | Testing / commissioning allowance | Subcontractor | 0 | item | 193.1994 | 0 | Verify supplier/subcontract quotation
USER ADD |  | Add another resource code in column B | [5 empty] | USER INPUT — choose a PRICES DATABANK Code and enter Qty / BOQ Unit
|  | Materials Total |  |  |  |  | 7.6005
|  | Labour Total |  |  |  |  | 111.2828
|  | Plant & Subcontract Total |  |  |  |  | 1.1592
|  | Direct Resource Cost |  |  |  |  | 120.0425
|  | Transport / Carriage | 5% of materials |  |  |  | 0.38002 | Adjust for haul distance
|  | Small Tools, Water & Sundries | 2.5% of labour + plant |  |  |  | 2.8111 | Traditional allowance
|  | PRIME COST |  |  |  |  | 123.2336
|  | Contractor Overheads | 10% |  |  |  | 12.3234 | Editable allowance
|  | Contractor Profit | 10% |  |  |  | 13.5557 | Editable allowance
|  | RATE PER BOQ UNIT | wk |  |  |  | 149.1126 | Excluding VAT
Note | Quantities are standard estimating constants and must be adjusted for specification, method, location and supplier quotations.
DETAILED RATE ANALYSIS — EAST AFRICAN QS FORMAT
Module / Ref | MODULE 0 | 3.01 | [5 empty] | MODULE 0¦3.01
BOQ Item | Deliver, erect and dismantle site offices
Unit | item | Pricing basis | Nairobi, Kenya — Sep 2026 | Currency | USD | VAT | Excluded
No. | Code | Resource Description | Category | Qty / BOQ Unit | Resource Unit | Rate (USD) | Amount (USD) | Remarks
1 | MAT-107 | Temporary office/welfare unit hire | Material | 0.25 | wk | 193.1994 | 48.2998 | Specific East African resource constant
2 | MAT-100 | Loose furniture item | Material | 2 | nr | 278.5935 | 557.187 | Specific East African resource constant
3 | LAB-005 | Carpenter / joiner | Labour | 16 | hr | 1.7388 | 27.8207 | Specific East African resource constant
4 | LAB-002 | General labourer | Labour | 12 | hr | 0.7728 | 9.2736 | Specific East African resource constant
5 | PLT-020 | Scissor lift / MEWP | Plant & Tools | 0.02 | day | 154.5595 | 3.0912 | Specific East African resource constant
6 | SUB-017 | Specialist joinery installation | Subcontractor | 0.03 | item | 1391.0355 | 41.7311 | Verify local quotation / authority charge
USER ADD |  | Add another resource code in column B | [5 empty] | USER INPUT — choose a PRICES DATABANK Code and enter Qty / BOQ Unit
|  | Materials Total |  |  |  |  | 605.4869
|  | Labour Total |  |  |  |  | 37.0943
|  | Plant & Subcontract Total |  |  |  |  | 44.8223
|  | Direct Resource Cost |  |  |  |  | 687.4034
|  | Transport / Carriage | 5% of materials |  |  |  | 30.2743 | Adjust for haul distance
|  | Small Tools, Water & Sundries | 2.5% of labour + plant |  |  |  | 2.0479 | Traditional allowance
|  | PRIME COST |  |  |  |  | 719.7257
|  | Contractor Overheads | 10% |  |  |  | 71.9726 | Editable allowance
|  | Contractor Profit | 10% |  |  |  | 79.1698 | Editable allowance
|  | RATE PER BOQ UNIT | item |  |  |  | 870.868 | Excluding VAT
Note | Quantities are standard estimating constants and must be adjusted for specification, method, location and supplier quotations.
DETAILED RATE ANALYSIS — EAST AFRICAN QS FORMAT
Module / Ref | MODULE 0 | 3.02 | [5 empty] | MODULE 0¦3.02
BOQ Item | Hire and maintain site offices
Unit | wk | Pricing basis | Nairobi, Kenya — Sep 2026 | Currency | USD | VAT | Excluded
No. | Code | Resource Description | Category | Qty / BOQ Unit | Resource Unit | Rate (USD) | Amount (USD) | Remarks
1 | MAT-107 | Temporary office/welfare unit hire | Material | 1 | wk | 193.1994 | 193.1994 | Specific East African resource constant
2 | MAT-100 | Loose furniture item | Material | 0.05 | nr | 278.5935 | 13.9297 | Specific East African resource constant
3 | LAB-005 | Carpenter / joiner | Labour | 2 | hr | 1.7388 | 3.4776 | Specific East African resource constant
4 | LAB-002 | General labourer | Labour | 2 | hr | 0.7728 | 1.5456 | Specific East African resource constant
5 | PLT-020 | Scissor lift / MEWP | Plant & Tools | 0.02 | day | 154.5595 | 3.0912 | Specific East African resource constant
6 | SUB-017 | Specialist joinery installation | Subcontractor | 0.03 | item | 1391.0355 | 41.7311 | Verify local quotation / authority charge
USER ADD |  | Add another resource code in column B | [5 empty] | USER INPUT — choose a PRICES DATABANK Code and enter Qty / BOQ Unit
|  | Materials Total |  |  |  |  | 207.1291
|  | Labour Total |  |  |  |  | 5.0232
|  | Plant & Subcontract Total |  |  |  |  | 44.8223
|  | Direct Resource Cost |  |  |  |  | 256.9745
|  | Transport / Carriage | 5% of materials |  |  |  | 10.3565 | Adjust for haul distance
|  | Small Tools, Water & Sundries | 2.5% of labour + plant |  |  |  | 1.2461 | Traditional allowance
|  | PRIME COST |  |  |  |  | 268.5771
|  | Contractor Overheads | 10% |  |  |  | 26.8577 | Editable allowance
|  | Contractor Profit | 10% |  |  |  | 29.5435 | Editable allowance
|  | RATE PER BOQ UNIT | wk |  |  |  | 324.9783 | Excluding VAT
Note | Quantities are standard estimating constants and must be adjusted for specification, method, location and supplier quotations.
DETAILED RATE ANALYSIS — EAST AFRICAN QS FORMAT
Module / Ref | MODULE 0 | 3.03 | [5 empty] | MODULE 0¦3.03
BOQ Item | Deliver, erect and dismantle meeting / progress room
Unit | item | Pricing basis | Nairobi, Kenya — Sep 2026 | Currency | USD | VAT | Excluded
No. | Code | Resource Description | Category | Qty / BOQ Unit | Resource Unit | Rate (USD) | Amount (USD) | Remarks
1 | MAT-107 | Temporary office/welfare unit hire | Material | 0.25 | wk | 193.1994 | 48.2998 | Specific East African resource constant
2 | MAT-100 | Loose furniture item | Material | 2 | nr | 278.5935 | 557.187 | Specific East African resource constant
3 | LAB-005 | Carpenter / joiner | Labour | 16 | hr | 1.7388 | 27.8207 | Specific East African resource constant
4 | LAB-002 | General labourer | Labour | 12 | hr | 0.7728 | 9.2736 | Specific East African resource constant
5 | PLT-020 | Scissor lift / MEWP | Plant & Tools | 0.02 | day | 154.5595 | 3.0912 | Specific East African resource constant
6 | SUB-017 | Specialist joinery installation | Subcontractor | 0.03 | item | 1391.0355 | 41.7311 | Verify local quotation / authority charge
USER ADD |  | Add another resource code in column B | [5 empty] | USER INPUT — choose a PRICES DATABANK Code and enter Qty / BOQ Unit
|  | Materials Total |  |  |  |  | 605.4869
|  | Labour Total |  |  |  |  | 37.0943
|  | Plant & Subcontract Total |  |  |  |  | 44.8223
|  | Direct Resource Cost |  |  |  |  | 687.4034
|  | Transport / Carriage | 5% of materials |  |  |  | 30.2743 | Adjust for haul distance
|  | Small Tools, Water & Sundries | 2.5% of labour + plant |  |  |  | 2.0479 | Traditional allowance
|  | PRIME COST |  |  |  |  | 719.7257
|  | Contractor Overheads | 10% |  |  |  | 71.9726 | Editable allowance
|  | Contractor Profit | 10% |  |  |  | 79.1698 | Editable allowance
|  | RATE PER BOQ UNIT | item |  |  |  | 870.868 | Excluding VAT
Note | Quantities are standard estimating constants and must be adjusted for specification, method, location and supplier quotations.
DETAILED RATE ANALYSIS — EAST AFRICAN QS FORMAT
Module / Ref | MODULE 0 | 3.04 | [5 empty] | MODULE 0¦3.04
BOQ Item | Hire and maintain meeting room
Unit | wk | Pricing basis | Nairobi, Kenya — Sep 2026 | Currency | USD | VAT | Excluded
No. | Code | Resource Description | Category | Qty / BOQ Unit | Resource Unit | Rate (USD) | Amount (USD) | Remarks
1 | MAT-097 | Fitted joinery / casework | Material | 0.5 | m | 202.8594 | 101.4297 | East African productivity / consumption constant
2 | MAT-100 | Loose furniture item | Material | 0.1 | nr | 278.5935 | 27.8594 | East African productivity / consumption constant
3 | LAB-005 | Carpenter / joiner | Labour | 1 | hr | 1.7388 | 1.7388 | East African productivity / consumption constant
4 | LAB-002 | General labourer | Labour | 0.5 | hr | 0.7728 | 0.3864 | East African productivity / consumption constant
5 | PLT-020 | Scissor lift / MEWP | Plant & Tools | 0.01 | day | 154.5595 | 1.5456 | East African productivity / consumption constant
6 | SUB-017 | Specialist joinery installation | Subcontractor | 0.01 | item | 1391.0355 | 13.9104 | Verify supplier/subcontract quotation
USER ADD |  | Add another resource code in column B | [5 empty] | USER INPUT — choose a PRICES DATABANK Code and enter Qty / BOQ Unit
|  | Materials Total |  |  |  |  | 129.289
|  | Labour Total |  |  |  |  | 2.1252
|  | Plant & Subcontract Total |  |  |  |  | 15.456
|  | Direct Resource Cost |  |  |  |  | 146.8702
|  | Transport / Carriage | 5% of materials |  |  |  | 6.4645 | Adjust for haul distance
|  | Small Tools, Water & Sundries | 2.5% of labour + plant |  |  |  | 0.43953 | Traditional allowance
|  | PRIME COST |  |  |  |  | 153.7741
|  | Contractor Overheads | 10% |  |  |  | 15.3774 | Editable allowance
|  | Contractor Profit | 10% |  |  |  | 16.9152 | Editable allowance
|  | RATE PER BOQ UNIT | wk |  |  |  | 186.0667 | Excluding VAT
Note | Quantities are standard estimating constants and must be adjusted for specification, method, location and supplier quotations.
DETAILED RATE ANALYSIS — EAST AFRICAN QS FORMAT
Module / Ref | MODULE 0 | 3.05 | [5 empty] | MODULE 0¦3.05
BOQ Item | Deliver, erect and dismantle secure stores and containers
Unit | item | Pricing basis | Nairobi, Kenya — Sep 2026 | Currency | USD | VAT | Excluded
No. | Code | Resource Description | Category | Qty / BOQ Unit | Resource Unit | Rate (USD) | Amount (USD) | Remarks
1 | MAT-107 | Temporary office/welfare unit hire | Material | 0.25 | wk | 193.1994 | 48.2998 | Specific East African resource constant
2 | MAT-100 | Loose furniture item | Material | 2 | nr | 278.5935 | 557.187 | Specific East African resource constant
3 | LAB-005 | Carpenter / joiner | Labour | 16 | hr | 1.7388 | 27.8207 | Specific East African resource constant
4 | LAB-002 | General labourer | Labour | 12 | hr | 0.7728 | 9.2736 | Specific East African resource constant
5 | PLT-020 | Scissor lift / MEWP | Plant & Tools | 0.02 | day | 154.5595 | 3.0912 | Specific East African resource constant
6 | SUB-017 | Specialist joinery installation | Subcontractor | 0.03 | item | 1391.0355 | 41.7311 | Verify local quotation / authority charge
USER ADD |  | Add another resource code in column B | [5 empty] | USER INPUT — choose a PRICES DATABANK Code and enter Qty / BOQ Unit
|  | Materials Total |  |  |  |  | 605.4869
|  | Labour Total |  |  |  |  | 37.0943
|  | Plant & Subcontract Total |  |  |  |  | 44.8223
|  | Direct Resource Cost |  |  |  |  | 687.4034
|  | Transport / Carriage | 5% of materials |  |  |  | 30.2743 | Adjust for haul distance
|  | Small Tools, Water & Sundries | 2.5% of labour + plant |  |  |  | 2.0479 | Traditional allowance
|  | PRIME COST |  |  |  |  | 719.7257
|  | Contractor Overheads | 10% |  |  |  | 71.9726 | Editable allowance
|  | Contractor Profit | 10% |  |  |  | 79.1698 | Editable allowance
|  | RATE PER BOQ UNIT | item |  |  |  | 870.868 | Excluding VAT
Note | Quantities are standard estimating constants and must be adjusted for specification, method, location and supplier quotations.
DETAILED RATE ANALYSIS — EAST AFRICAN QS FORMAT
Module / Ref | MODULE 0 | 3.06 | [5 empty] | MODULE 0¦3.06
BOQ Item | Hire and maintain stores and containers
Unit | wk | Pricing basis | Nairobi, Kenya — Sep 2026 | Currency | USD | VAT | Excluded
No. | Code | Resource Description | Category | Qty / BOQ Unit | Resource Unit | Rate (USD) | Amount (USD) | Remarks
1 | MAT-107 | Temporary office/welfare unit hire | Material | 1 | wk | 193.1994 | 193.1994 | Specific East African resource constant
2 | MAT-100 | Loose furniture item | Material | 0.05 | nr | 278.5935 | 13.9297 | Specific East African resource constant
3 | LAB-005 | Carpenter / joiner | Labour | 2 | hr | 1.7388 | 3.4776 | Specific East African resource constant
4 | LAB-002 | General labourer | Labour | 2 | hr | 0.7728 | 1.5456 | Specific East African resource constant
5 | PLT-020 | Scissor lift / MEWP | Plant & Tools | 0.02 | day | 154.5595 | 3.0912 | Specific East African resource constant
6 | SUB-017 | Specialist joinery installation | Subcontractor | 0.03 | item | 1391.0355 | 41.7311 | Verify local quotation / authority charge
USER ADD |  | Add another resource code in column B | [5 empty] | USER INPUT — choose a PRICES DATABANK Code and enter Qty / BOQ Unit
|  | Materials Total |  |  |  |  | 207.1291
|  | Labour Total |  |  |  |  | 5.0232
|  | Plant & Subcontract Total |  |  |  |  | 44.8223
|  | Direct Resource Cost |  |  |  |  | 256.9745
|  | Transport / Carriage | 5% of materials |  |  |  | 10.3565 | Adjust for haul distance
|  | Small Tools, Water & Sundries | 2.5% of labour + plant |  |  |  | 1.2461 | Traditional allowance
|  | PRIME COST |  |  |  |  | 268.5771
|  | Contractor Overheads | 10% |  |  |  | 26.8577 | Editable allowance
|  | Contractor Profit | 10% |  |  |  | 29.5435 | Editable allowance
|  | RATE PER BOQ UNIT | wk |  |  |  | 324.9783 | Excluding VAT
Note | Quantities are standard estimating constants and must be adjusted for specification, method, location and supplier quotations.
DETAILED RATE ANALYSIS — EAST AFRICAN QS FORMAT
Module / Ref | MODULE 0 | 3.07 | [5 empty] | MODULE 0¦3.07
BOQ Item | Provide office furniture, IT, printers and consumables
Unit | wk | Pricing basis | Nairobi, Kenya — Sep 2026 | Currency | USD | VAT | Excluded
No. | Code | Resource Description | Category | Qty / BOQ Unit | Resource Unit | Rate (USD) | Amount (USD) | Remarks
1 | MAT-100 | Loose furniture item | Material | 0.1 | nr | 278.5935 | 27.8594 | Specific East African resource constant
2 | MAT-132 | Equipment rack/cabinet with PDU | Material | 0.02 | nr | 955.1777 | 19.1036 | Specific East African resource constant
3 | LAB-019 | ELV/ICT/security technician | Labour | 2 | hr | 2.7048 | 5.4096 | Specific East African resource constant
4 | LAB-002 | General labourer | Labour | 1 | hr | 0.7728 | 0.7728 | Specific East African resource constant
5 | PLT-016 | Small tools & consumables (allowance) | Plant & Tools | 0.5 | hr | 0.5796 | 0.2898 | Specific East African resource constant
6 | SUB-017 | Specialist joinery installation | Subcontractor | 0.01 | item | 1391.0355 | 13.9104 | Verify local quotation / authority charge
USER ADD |  | Add another resource code in column B | [5 empty] | USER INPUT — choose a PRICES DATABANK Code and enter Qty / BOQ Unit
|  | Materials Total |  |  |  |  | 46.9629
|  | Labour Total |  |  |  |  | 6.1824
|  | Plant & Subcontract Total |  |  |  |  | 14.2002
|  | Direct Resource Cost |  |  |  |  | 67.3454
|  | Transport / Carriage | 5% of materials |  |  |  | 2.3481 | Adjust for haul distance
|  | Small Tools, Water & Sundries | 2.5% of labour + plant |  |  |  | 0.50956 | Traditional allowance
|  | PRIME COST |  |  |  |  | 70.2031
|  | Contractor Overheads | 10% |  |  |  | 7.0203 | Editable allowance
|  | Contractor Profit | 10% |  |  |  | 7.7223 | Editable allowance
|  | RATE PER BOQ UNIT | wk |  |  |  | 84.9458 | Excluding VAT
Note | Quantities are standard estimating constants and must be adjusted for specification, method, location and supplier quotations.
DETAILED RATE ANALYSIS — EAST AFRICAN QS FORMAT
Module / Ref | MODULE 0 | 3.08 | [5 empty] | MODULE 0¦3.08
BOQ Item | Provide covered / lay-down storage and racking
Unit | m² | Pricing basis | Nairobi, Kenya — Sep 2026 | Currency | USD | VAT | Excluded
No. | Code | Resource Description | Category | Qty / BOQ Unit | Resource Unit | Rate (USD) | Amount (USD) | Remarks
1 | MAT-002 | Ancillary fittings, supports, fixings and connection materials | Material | 0.12 | item | 40.5719 | 4.8686 | East African productivity / consumption constant
2 | MAT-001 | Specified item / equipment (compliance / BIM item) | Material | 0.02 | item | 405.7187 | 8.1144 | Verify supplier/subcontract quotation
3 | LAB-003 | Skilled labourer | Labour | 0.5 | hr | 1.1592 | 0.5796 | East African productivity / consumption constant
4 | LAB-002 | General labourer | Labour | 0.25 | hr | 0.7728 | 0.1932 | East African productivity / consumption constant
5 | PLT-016 | Small tools & consumables (allowance) | Plant & Tools | 0.08 | hr | 0.5796 | 0.046368 | East African productivity / consumption constant
6 | SUB-001 | Testing / commissioning allowance | Subcontractor | 0 | item | 193.1994 | 0 | Verify supplier/subcontract quotation
USER ADD |  | Add another resource code in column B | [5 empty] | USER INPUT — choose a PRICES DATABANK Code and enter Qty / BOQ Unit
|  | Materials Total |  |  |  |  | 12.983
|  | Labour Total |  |  |  |  | 0.7728
|  | Plant & Subcontract Total |  |  |  |  | 0.046368
|  | Direct Resource Cost |  |  |  |  | 13.8022
|  | Transport / Carriage | 5% of materials |  |  |  | 0.64915 | Adjust for haul distance
|  | Small Tools, Water & Sundries | 2.5% of labour + plant |  |  |  | 0.020479 | Traditional allowance
|  | PRIME COST |  |  |  |  | 14.4718
|  | Contractor Overheads | 10% |  |  |  | 1.4472 | Editable allowance
|  | Contractor Profit | 10% |  |  |  | 1.5919 | Editable allowance
|  | RATE PER BOQ UNIT | m² |  |  |  | 17.5109 | Excluding VAT
Note | Quantities are standard estimating constants and must be adjusted for specification, method, location and supplier quotations.
DETAILED RATE ANALYSIS — EAST AFRICAN QS FORMAT
Module / Ref | MODULE 0 | 3.09 | [5 empty] | MODULE 0¦3.09
BOQ Item | Provide car parking and hardstanding for site staff
Unit | m² | Pricing basis | Nairobi, Kenya — Sep 2026 | Currency | USD | VAT | Excluded
No. | Code | Resource Description | Category | Qty / BOQ Unit | Resource Unit | Rate (USD) | Amount (USD) | Remarks
1 | MAT-002 | Ancillary fittings, supports, fixings and connection materials | Material | 0.12 | item | 40.5719 | 4.8686 | East African productivity / consumption constant
2 | MAT-001 | Specified item / equipment (compliance / BIM item) | Material | 0.02 | item | 405.7187 | 8.1144 | Verify supplier/subcontract quotation
3 | LAB-003 | Skilled labourer | Labour | 0.5 | hr | 1.1592 | 0.5796 | East African productivity / consumption constant
4 | LAB-002 | General labourer | Labour | 0.25 | hr | 0.7728 | 0.1932 | East African productivity / consumption constant
5 | PLT-016 | Small tools & consumables (allowance) | Plant & Tools | 0.08 | hr | 0.5796 | 0.046368 | East African productivity / consumption constant
6 | SUB-001 | Testing / commissioning allowance | Subcontractor | 0 | item | 193.1994 | 0 | Verify supplier/subcontract quotation
USER ADD |  | Add another resource code in column B | [5 empty] | USER INPUT — choose a PRICES DATABANK Code and enter Qty / BOQ Unit
|  | Materials Total |  |  |  |  | 12.983
|  | Labour Total |  |  |  |  | 0.7728
|  | Plant & Subcontract Total |  |  |  |  | 0.046368
|  | Direct Resource Cost |  |  |  |  | 13.8022
|  | Transport / Carriage | 5% of materials |  |  |  | 0.64915 | Adjust for haul distance
|  | Small Tools, Water & Sundries | 2.5% of labour + plant |  |  |  | 0.020479 | Traditional allowance
|  | PRIME COST |  |  |  |  | 14.4718
|  | Contractor Overheads | 10% |  |  |  | 1.4472 | Editable allowance
|  | Contractor Profit | 10% |  |  |  | 1.5919 | Editable allowance
|  | RATE PER BOQ UNIT | m² |  |  |  | 17.5109 | Excluding VAT
Note | Quantities are standard estimating constants and must be adjusted for specification, method, location and supplier quotations.
DETAILED RATE ANALYSIS — EAST AFRICAN QS FORMAT
Module / Ref | MODULE 0 | 4.01 | [5 empty] | MODULE 0¦4.01
BOQ Item | Deliver, erect and dismantle welfare / canteen unit
Unit | item | Pricing basis | Nairobi, Kenya — Sep 2026 | Currency | USD | VAT | Excluded
No. | Code | Resource Description | Category | Qty / BOQ Unit | Resource Unit | Rate (USD) | Amount (USD) | Remarks
1 | MAT-107 | Temporary office/welfare unit hire | Material | 0.25 | wk | 193.1994 | 48.2998 | Specific East African resource constant
2 | MAT-100 | Loose furniture item | Material | 2 | nr | 278.5935 | 557.187 | Specific East African resource constant
3 | LAB-005 | Carpenter / joiner | Labour | 16 | hr | 1.7388 | 27.8207 | Specific East African resource constant
4 | LAB-002 | General labourer | Labour | 12 | hr | 0.7728 | 9.2736 | Specific East African resource constant
5 | PLT-020 | Scissor lift / MEWP | Plant & Tools | 0.02 | day | 154.5595 | 3.0912 | Specific East African resource constant
6 | SUB-017 | Specialist joinery installation | Subcontractor | 0.03 | item | 1391.0355 | 41.7311 | Verify local quotation / authority charge
USER ADD |  | Add another resource code in column B | [5 empty] | USER INPUT — choose a PRICES DATABANK Code and enter Qty / BOQ Unit
|  | Materials Total |  |  |  |  | 605.4869
|  | Labour Total |  |  |  |  | 37.0943
|  | Plant & Subcontract Total |  |  |  |  | 44.8223
|  | Direct Resource Cost |  |  |  |  | 687.4034
|  | Transport / Carriage | 5% of materials |  |  |  | 30.2743 | Adjust for haul distance
|  | Small Tools, Water & Sundries | 2.5% of labour + plant |  |  |  | 2.0479 | Traditional allowance
|  | PRIME COST |  |  |  |  | 719.7257
|  | Contractor Overheads | 10% |  |  |  | 71.9726 | Editable allowance
|  | Contractor Profit | 10% |  |  |  | 79.1698 | Editable allowance
|  | RATE PER BOQ UNIT | item |  |  |  | 870.868 | Excluding VAT
Note | Quantities are standard estimating constants and must be adjusted for specification, method, location and supplier quotations.
DETAILED RATE ANALYSIS — EAST AFRICAN QS FORMAT
Module / Ref | MODULE 0 | 4.02 | [5 empty] | MODULE 0¦4.02
BOQ Item | Hire and maintain welfare / canteen unit
Unit | wk | Pricing basis | Nairobi, Kenya — Sep 2026 | Currency | USD | VAT | Excluded
No. | Code | Resource Description | Category | Qty / BOQ Unit | Resource Unit | Rate (USD) | Amount (USD) | Remarks
1 | MAT-107 | Temporary office/welfare unit hire | Material | 1 | wk | 193.1994 | 193.1994 | Specific East African resource constant
2 | MAT-100 | Loose furniture item | Material | 0.05 | nr | 278.5935 | 13.9297 | Specific East African resource constant
3 | LAB-005 | Carpenter / joiner | Labour | 2 | hr | 1.7388 | 3.4776 | Specific East African resource constant
4 | LAB-002 | General labourer | Labour | 2 | hr | 0.7728 | 1.5456 | Specific East African resource constant
5 | PLT-020 | Scissor lift / MEWP | Plant & Tools | 0.02 | day | 154.5595 | 3.0912 | Specific East African resource constant
6 | SUB-017 | Specialist joinery installation | Subcontractor | 0.03 | item | 1391.0355 | 41.7311 | Verify local quotation / authority charge
USER ADD |  | Add another resource code in column B | [5 empty] | USER INPUT — choose a PRICES DATABANK Code and enter Qty / BOQ Unit
|  | Materials Total |  |  |  |  | 207.1291
|  | Labour Total |  |  |  |  | 5.0232
|  | Plant & Subcontract Total |  |  |  |  | 44.8223
|  | Direct Resource Cost |  |  |  |  | 256.9745
|  | Transport / Carriage | 5% of materials |  |  |  | 10.3565 | Adjust for haul distance
|  | Small Tools, Water & Sundries | 2.5% of labour + plant |  |  |  | 1.2461 | Traditional allowance
|  | PRIME COST |  |  |  |  | 268.5771
|  | Contractor Overheads | 10% |  |  |  | 26.8577 | Editable allowance
|  | Contractor Profit | 10% |  |  |  | 29.5435 | Editable allowance
|  | RATE PER BOQ UNIT | wk |  |  |  | 324.9783 | Excluding VAT
Note | Quantities are standard estimating constants and must be adjusted for specification, method, location and supplier quotations.
DETAILED RATE ANALYSIS — EAST AFRICAN QS FORMAT
Module / Ref | MODULE 0 | 4.03 | [5 empty] | MODULE 0¦4.03
BOQ Item | Deliver, erect and dismantle toilet and drying facilities
Unit | item | Pricing basis | Nairobi, Kenya — Sep 2026 | Currency | USD | VAT | Excluded
No. | Code | Resource Description | Category | Qty / BOQ Unit | Resource Unit | Rate (USD) | Amount (USD) | Remarks
1 | MAT-107 | Temporary office/welfare unit hire | Material | 0.25 | wk | 193.1994 | 48.2998 | Specific East African resource constant
2 | MAT-100 | Loose furniture item | Material | 2 | nr | 278.5935 | 557.187 | Specific East African resource constant
3 | LAB-005 | Carpenter / joiner | Labour | 16 | hr | 1.7388 | 27.8207 | Specific East African resource constant
4 | LAB-002 | General labourer | Labour | 12 | hr | 0.7728 | 9.2736 | Specific East African resource constant
5 | PLT-020 | Scissor lift / MEWP | Plant & Tools | 0.02 | day | 154.5595 | 3.0912 | Specific East African resource constant
6 | SUB-017 | Specialist joinery installation | Subcontractor | 0.03 | item | 1391.0355 | 41.7311 | Verify local quotation / authority charge
USER ADD |  | Add another resource code in column B | [5 empty] | USER INPUT — choose a PRICES DATABANK Code and enter Qty / BOQ Unit
|  | Materials Total |  |  |  |  | 605.4869
|  | Labour Total |  |  |  |  | 37.0943
|  | Plant & Subcontract Total |  |  |  |  | 44.8223
|  | Direct Resource Cost |  |  |  |  | 687.4034
|  | Transport / Carriage | 5% of materials |  |  |  | 30.2743 | Adjust for haul distance
|  | Small Tools, Water & Sundries | 2.5% of labour + plant |  |  |  | 2.0479 | Traditional allowance
|  | PRIME COST |  |  |  |  | 719.7257
|  | Contractor Overheads | 10% |  |  |  | 71.9726 | Editable allowance
|  | Contractor Profit | 10% |  |  |  | 79.1698 | Editable allowance
|  | RATE PER BOQ UNIT | item |  |  |  | 870.868 | Excluding VAT
Note | Quantities are standard estimating constants and must be adjusted for specification, method, location and supplier quotations.
DETAILED RATE ANALYSIS — EAST AFRICAN QS FORMAT
Module / Ref | MODULE 0 | 4.04 | [5 empty] | MODULE 0¦4.04
BOQ Item | Hire and maintain toilet and drying facilities
Unit | wk | Pricing basis | Nairobi, Kenya — Sep 2026 | Currency | USD | VAT | Excluded
No. | Code | Resource Description | Category | Qty / BOQ Unit | Resource Unit | Rate (USD) | Amount (USD) | Remarks
1 | MAT-107 | Temporary office/welfare unit hire | Material | 1 | wk | 193.1994 | 193.1994 | Specific East African resource constant
2 | MAT-100 | Loose furniture item | Material | 0.05 | nr | 278.5935 | 13.9297 | Specific East African resource constant
3 | LAB-005 | Carpenter / joiner | Labour | 2 | hr | 1.7388 | 3.4776 | Specific East African resource constant
4 | LAB-002 | General labourer | Labour | 2 | hr | 0.7728 | 1.5456 | Specific East African resource constant
5 | PLT-020 | Scissor lift / MEWP | Plant & Tools | 0.02 | day | 154.5595 | 3.0912 | Specific East African resource constant
6 | SUB-017 | Specialist joinery installation | Subcontractor | 0.03 | item | 1391.0355 | 41.7311 | Verify local quotation / authority charge
USER ADD |  | Add another resource code in column B | [5 empty] | USER INPUT — choose a PRICES DATABANK Code and enter Qty / BOQ Unit
|  | Materials Total |  |  |  |  | 207.1291
|  | Labour Total |  |  |  |  | 5.0232
|  | Plant & Subcontract Total |  |  |  |  | 44.8223
|  | Direct Resource Cost |  |  |  |  | 256.9745
|  | Transport / Carriage | 5% of materials |  |  |  | 10.3565 | Adjust for haul distance
|  | Small Tools, Water & Sundries | 2.5% of labour + plant |  |  |  | 1.2461 | Traditional allowance
|  | PRIME COST |  |  |  |  | 268.5771
|  | Contractor Overheads | 10% |  |  |  | 26.8577 | Editable allowance
|  | Contractor Profit | 10% |  |  |  | 29.5435 | Editable allowance
|  | RATE PER BOQ UNIT | wk |  |  |  | 324.9783 | Excluding VAT
Note | Quantities are standard estimating constants and must be adjusted for specification, method, location and supplier quotations.
DETAILED RATE ANALYSIS — EAST AFRICAN QS FORMAT
Module / Ref | MODULE 0 | 4.05 | [5 empty] | MODULE 0¦4.05
BOQ Item | Provide canteen equipment, consumables and cleaning
Unit | wk | Pricing basis | Nairobi, Kenya — Sep 2026 | Currency | USD | VAT | Excluded
No. | Code | Resource Description | Category | Qty / BOQ Unit | Resource Unit | Rate (USD) | Amount (USD) | Remarks
1 | MAT-107 | Temporary office/welfare unit hire | Material | 1 | wk | 193.1994 | 193.1994 | Specific East African resource constant
2 | MAT-100 | Loose furniture item | Material | 0.05 | nr | 278.5935 | 13.9297 | Specific East African resource constant
3 | LAB-005 | Carpenter / joiner | Labour | 2 | hr | 1.7388 | 3.4776 | Specific East African resource constant
4 | LAB-002 | General labourer | Labour | 2 | hr | 0.7728 | 1.5456 | Specific East African resource constant
5 | PLT-020 | Scissor lift / MEWP | Plant & Tools | 0.02 | day | 154.5595 | 3.0912 | Specific East African resource constant
6 | SUB-017 | Specialist joinery installation | Subcontractor | 0.03 | item | 1391.0355 | 41.7311 | Verify local quotation / authority charge
USER ADD |  | Add another resource code in column B | [5 empty] | USER INPUT — choose a PRICES DATABANK Code and enter Qty / BOQ Unit
|  | Materials Total |  |  |  |  | 207.1291
|  | Labour Total |  |  |  |  | 5.0232
|  | Plant & Subcontract Total |  |  |  |  | 44.8223
|  | Direct Resource Cost |  |  |  |  | 256.9745
|  | Transport / Carriage | 5% of materials |  |  |  | 10.3565 | Adjust for haul distance
|  | Small Tools, Water & Sundries | 2.5% of labour + plant |  |  |  | 1.2461 | Traditional allowance
|  | PRIME COST |  |  |  |  | 268.5771
|  | Contractor Overheads | 10% |  |  |  | 26.8577 | Editable allowance
|  | Contractor Profit | 10% |  |  |  | 29.5435 | Editable allowance
|  | RATE PER BOQ UNIT | wk |  |  |  | 324.9783 | Excluding VAT
Note | Quantities are standard estimating constants and must be adjusted for specification, method, location and supplier quotations.
DETAILED RATE ANALYSIS — EAST AFRICAN QS FORMAT
Module / Ref | MODULE 0 | 4.06 | [5 empty] | MODULE 0¦4.06
BOQ Item | Provide first-aid room and equipment
Unit | wk | Pricing basis | Nairobi, Kenya — Sep 2026 | Currency | USD | VAT | Excluded
No. | Code | Resource Description | Category | Qty / BOQ Unit | Resource Unit | Rate (USD) | Amount (USD) | Remarks
1 | MAT-108 | PPE and site-safety consumables | Material | 0.05 | set | 40.5719 | 2.0286 | Discipline-specific East African resource allowance
2 | MAT-113 | Survey monitoring instrument/target | Material | 0.05 | nr | 119.3972 | 5.9699 | Discipline-specific East African resource allowance
3 | LAB-015 | Site engineer / surveyor | Labour | 8 | hr | 3.864 | 30.9119 | Discipline-specific East African resource allowance
4 | LAB-002 | General labourer | Labour | 4 | hr | 0.7728 | 3.0912 | Discipline-specific East African resource allowance
5 | PLT-018 | Electrical/ICT test instruments | Plant & Tools | 0.1 | day | 38.6399 | 3.864 | Discipline-specific East African resource allowance
6 | SUB-021 | Surveying / monitoring service | Subcontractor | 0.03 | item | 927.357 | 27.8207 | Discipline provisional allowance — verify quotation
USER ADD |  | Add another resource code in column B | [5 empty] | USER INPUT — choose a PRICES DATABANK Code and enter Qty / BOQ Unit
|  | Materials Total |  |  |  |  | 7.9985
|  | Labour Total |  |  |  |  | 34.0031
|  | Plant & Subcontract Total |  |  |  |  | 31.6847
|  | Direct Resource Cost |  |  |  |  | 73.6862
|  | Transport / Carriage | 5% of materials |  |  |  | 0.39992 | Adjust for haul distance
|  | Small Tools, Water & Sundries | 2.5% of labour + plant |  |  |  | 1.6422 | Traditional allowance
|  | PRIME COST |  |  |  |  | 75.7284
|  | Contractor Overheads | 10% |  |  |  | 7.5728 | Editable allowance
|  | Contractor Profit | 10% |  |  |  | 8.3301 | Editable allowance
|  | RATE PER BOQ UNIT | wk |  |  |  | 91.6313 | Excluding VAT
Note | Quantities are standard estimating constants and must be adjusted for specification, method, location and supplier quotations.
DETAILED RATE ANALYSIS — EAST AFRICAN QS FORMAT
Module / Ref | MODULE 0 | 5.01 | [5 empty] | MODULE 0¦5.01
BOQ Item | Provide temporary electricity supply connection and metering
Unit | item | Pricing basis | Nairobi, Kenya — Sep 2026 | Currency | USD | VAT | Excluded
No. | Code | Resource Description | Category | Qty / BOQ Unit | Resource Unit | Rate (USD) | Amount (USD) | Remarks
1 | MAT-022 | Electrical cable, 2.5mm² | Material | 10 | m | 0.81144 | 8.1144 | East African productivity / consumption constant
2 | MAT-054 | PVC/galvanised conduit complete | Material | 8 | m | 2.0286 | 16.2287 | East African productivity / consumption constant
3 | LAB-010 | Electrician | Labour | 12 | hr | 2.5116 | 30.1391 | East African productivity / consumption constant
4 | LAB-002 | General labourer | Labour | 6 | hr | 0.7728 | 4.6368 | East African productivity / consumption constant
5 | PLT-018 | Electrical/ICT test instruments | Plant & Tools | 0.1 | day | 38.6399 | 3.864 | East African productivity / consumption constant
6 | SUB-006 | Electrical installation | Subcontractor | 0.03 | item | 4636.7852 | 139.1036 | Verify supplier/subcontract quotation
USER ADD |  | Add another resource code in column B | [5 empty] | USER INPUT — choose a PRICES DATABANK Code and enter Qty / BOQ Unit
|  | Materials Total |  |  |  |  | 24.3431
|  | Labour Total |  |  |  |  | 34.7759
|  | Plant & Subcontract Total |  |  |  |  | 142.9675
|  | Direct Resource Cost |  |  |  |  | 202.0866
|  | Transport / Carriage | 5% of materials |  |  |  | 1.2172 | Adjust for haul distance
|  | Small Tools, Water & Sundries | 2.5% of labour + plant |  |  |  | 4.4436 | Traditional allowance
|  | PRIME COST |  |  |  |  | 207.7473
|  | Contractor Overheads | 10% |  |  |  | 20.7747 | Editable allowance
|  | Contractor Profit | 10% |  |  |  | 22.8522 | Editable allowance
|  | RATE PER BOQ UNIT | item |  |  |  | 251.3742 | Excluding VAT
Note | Quantities are standard estimating constants and must be adjusted for specification, method, location and supplier quotations.
DETAILED RATE ANALYSIS — EAST AFRICAN QS FORMAT
Module / Ref | MODULE 0 | 5.02 | [5 empty] | MODULE 0¦5.02
BOQ Item | Provide temporary electricity running costs and distribution
Unit | wk | Pricing basis | Nairobi, Kenya — Sep 2026 | Currency | USD | VAT | Excluded
No. | Code | Resource Description | Category | Qty / BOQ Unit | Resource Unit | Rate (USD) | Amount (USD) | Remarks
1 | MAT-022 | Electrical cable, 2.5mm² | Material | 10 | m | 0.81144 | 8.1144 | East African productivity / consumption constant
2 | MAT-054 | PVC/galvanised conduit complete | Material | 8 | m | 2.0286 | 16.2287 | East African productivity / consumption constant
3 | LAB-010 | Electrician | Labour | 12 | hr | 2.5116 | 30.1391 | East African productivity / consumption constant
4 | LAB-002 | General labourer | Labour | 6 | hr | 0.7728 | 4.6368 | East African productivity / consumption constant
5 | PLT-018 | Electrical/ICT test instruments | Plant & Tools | 0.1 | day | 38.6399 | 3.864 | East African productivity / consumption constant
6 | SUB-006 | Electrical installation | Subcontractor | 0 | item | 4636.7852 | 0 | Verify supplier/subcontract quotation
USER ADD |  | Add another resource code in column B | [5 empty] | USER INPUT — choose a PRICES DATABANK Code and enter Qty / BOQ Unit
|  | Materials Total |  |  |  |  | 24.3431
|  | Labour Total |  |  |  |  | 34.7759
|  | Plant & Subcontract Total |  |  |  |  | 3.864
|  | Direct Resource Cost |  |  |  |  | 62.983
|  | Transport / Carriage | 5% of materials |  |  |  | 1.2172 | Adjust for haul distance
|  | Small Tools, Water & Sundries | 2.5% of labour + plant |  |  |  | 0.966 | Traditional allowance
|  | PRIME COST |  |  |  |  | 65.1662
|  | Contractor Overheads | 10% |  |  |  | 6.5166 | Editable allowance
|  | Contractor Profit | 10% |  |  |  | 7.1683 | Editable allowance
|  | RATE PER BOQ UNIT | wk |  |  |  | 78.851 | Excluding VAT
Note | Quantities are standard estimating constants and must be adjusted for specification, method, location and supplier quotations.
DETAILED RATE ANALYSIS — EAST AFRICAN QS FORMAT
Module / Ref | MODULE 0 | 5.03 | [5 empty] | MODULE 0¦5.03
BOQ Item | Provide temporary water supply connection and metering
Unit | item | Pricing basis | Nairobi, Kenya — Sep 2026 | Currency | USD | VAT | Excluded
No. | Code | Resource Description | Category | Qty / BOQ Unit | Resource Unit | Rate (USD) | Amount (USD) | Remarks
1 | MAT-022 | Electrical cable, 2.5mm² | Material | 10 | m | 0.81144 | 8.1144 | East African productivity / consumption constant
2 | MAT-054 | PVC/galvanised conduit complete | Material | 8 | m | 2.0286 | 16.2287 | East African productivity / consumption constant
3 | LAB-010 | Electrician | Labour | 12 | hr | 2.5116 | 30.1391 | East African productivity / consumption constant
4 | LAB-002 | General labourer | Labour | 6 | hr | 0.7728 | 4.6368 | East African productivity / consumption constant
5 | PLT-018 | Electrical/ICT test instruments | Plant & Tools | 0.1 | day | 38.6399 | 3.864 | East African productivity / consumption constant
6 | SUB-006 | Electrical installation | Subcontractor | 0.03 | item | 4636.7852 | 139.1036 | Verify supplier/subcontract quotation
USER ADD |  | Add another resource code in column B | [5 empty] | USER INPUT — choose a PRICES DATABANK Code and enter Qty / BOQ Unit
|  | Materials Total |  |  |  |  | 24.3431
|  | Labour Total |  |  |  |  | 34.7759
|  | Plant & Subcontract Total |  |  |  |  | 142.9675
|  | Direct Resource Cost |  |  |  |  | 202.0866
|  | Transport / Carriage | 5% of materials |  |  |  | 1.2172 | Adjust for haul distance
|  | Small Tools, Water & Sundries | 2.5% of labour + plant |  |  |  | 4.4436 | Traditional allowance
|  | PRIME COST |  |  |  |  | 207.7473
|  | Contractor Overheads | 10% |  |  |  | 20.7747 | Editable allowance
|  | Contractor Profit | 10% |  |  |  | 22.8522 | Editable allowance
|  | RATE PER BOQ UNIT | item |  |  |  | 251.3742 | Excluding VAT
Note | Quantities are standard estimating constants and must be adjusted for specification, method, location and supplier quotations.
DETAILED RATE ANALYSIS — EAST AFRICAN QS FORMAT
Module / Ref | MODULE 0 | 5.04 | [5 empty] | MODULE 0¦5.04
BOQ Item | Provide temporary water running costs
Unit | wk | Pricing basis | Nairobi, Kenya — Sep 2026 | Currency | USD | VAT | Excluded
No. | Code | Resource Description | Category | Qty / BOQ Unit | Resource Unit | Rate (USD) | Amount (USD) | Remarks
1 | MAT-022 | Electrical cable, 2.5mm² | Material | 10 | m | 0.81144 | 8.1144 | East African productivity / consumption constant
2 | MAT-054 | PVC/galvanised conduit complete | Material | 8 | m | 2.0286 | 16.2287 | East African productivity / consumption constant
3 | LAB-010 | Electrician | Labour | 12 | hr | 2.5116 | 30.1391 | East African productivity / consumption constant
4 | LAB-002 | General labourer | Labour | 6 | hr | 0.7728 | 4.6368 | East African productivity / consumption constant
5 | PLT-018 | Electrical/ICT test instruments | Plant & Tools | 0.1 | day | 38.6399 | 3.864 | East African productivity / consumption constant
6 | SUB-006 | Electrical installation | Subcontractor | 0 | item | 4636.7852 | 0 | Verify supplier/subcontract quotation
USER ADD |  | Add another resource code in column B | [5 empty] | USER INPUT — choose a PRICES DATABANK Code and enter Qty / BOQ Unit
|  | Materials Total |  |  |  |  | 24.3431
|  | Labour Total |  |  |  |  | 34.7759
|  | Plant & Subcontract Total |  |  |  |  | 3.864
|  | Direct Resource Cost |  |  |  |  | 62.983
|  | Transport / Carriage | 5% of materials |  |  |  | 1.2172 | Adjust for haul distance
|  | Small Tools, Water & Sundries | 2.5% of labour + plant |  |  |  | 0.966 | Traditional allowance
|  | PRIME COST |  |  |  |  | 65.1662
|  | Contractor Overheads | 10% |  |  |  | 6.5166 | Editable allowance
|  | Contractor Profit | 10% |  |  |  | 7.1683 | Editable allowance
|  | RATE PER BOQ UNIT | wk |  |  |  | 78.851 | Excluding VAT
Note | Quantities are standard estimating constants and must be adjusted for specification, method, location and supplier quotations.
DETAILED RATE ANALYSIS — EAST AFRICAN QS FORMAT
Module / Ref | MODULE 0 | 5.05 | [5 empty] | MODULE 0¦5.05
BOQ Item | Provide temporary drainage and foul connection
Unit | item | Pricing basis | Nairobi, Kenya — Sep 2026 | Currency | USD | VAT | Excluded
No. | Code | Resource Description | Category | Qty / BOQ Unit | Resource Unit | Rate (USD) | Amount (USD) | Remarks
1 | MAT-022 | Electrical cable, 2.5mm² | Material | 10 | m | 0.81144 | 8.1144 | East African productivity / consumption constant
2 | MAT-054 | PVC/galvanised conduit complete | Material | 8 | m | 2.0286 | 16.2287 | East African productivity / consumption constant
3 | LAB-010 | Electrician | Labour | 12 | hr | 2.5116 | 30.1391 | East African productivity / consumption constant
4 | LAB-002 | General labourer | Labour | 6 | hr | 0.7728 | 4.6368 | East African productivity / consumption constant
5 | PLT-018 | Electrical/ICT test instruments | Plant & Tools | 0.1 | day | 38.6399 | 3.864 | East African productivity / consumption constant
6 | SUB-006 | Electrical installation | Subcontractor | 0.03 | item | 4636.7852 | 139.1036 | Verify supplier/subcontract quotation
USER ADD |  | Add another resource code in column B | [5 empty] | USER INPUT — choose a PRICES DATABANK Code and enter Qty / BOQ Unit
|  | Materials Total |  |  |  |  | 24.3431
|  | Labour Total |  |  |  |  | 34.7759
|  | Plant & Subcontract Total |  |  |  |  | 142.9675
|  | Direct Resource Cost |  |  |  |  | 202.0866
|  | Transport / Carriage | 5% of materials |  |  |  | 1.2172 | Adjust for haul distance
|  | Small Tools, Water & Sundries | 2.5% of labour + plant |  |  |  | 4.4436 | Traditional allowance
|  | PRIME COST |  |  |  |  | 207.7473
|  | Contractor Overheads | 10% |  |  |  | 20.7747 | Editable allowance
|  | Contractor Profit | 10% |  |  |  | 22.8522 | Editable allowance
|  | RATE PER BOQ UNIT | item |  |  |  | 251.3742 | Excluding VAT
Note | Quantities are standard estimating constants and must be adjusted for specification, method, location and supplier quotations.
DETAILED RATE ANALYSIS — EAST AFRICAN QS FORMAT
Module / Ref | MODULE 0 | 5.06 | [5 empty] | MODULE 0¦5.06
BOQ Item | Provide temporary telecoms, broadband and site IT network
Unit | wk | Pricing basis | Nairobi, Kenya — Sep 2026 | Currency | USD | VAT | Excluded
No. | Code | Resource Description | Category | Qty / BOQ Unit | Resource Unit | Rate (USD) | Amount (USD) | Remarks
1 | MAT-100 | Loose furniture item | Material | 0.1 | nr | 278.5935 | 27.8594 | Specific East African resource constant
2 | MAT-132 | Equipment rack/cabinet with PDU | Material | 0.02 | nr | 955.1777 | 19.1036 | Specific East African resource constant
3 | LAB-019 | ELV/ICT/security technician | Labour | 2 | hr | 2.7048 | 5.4096 | Specific East African resource constant
4 | LAB-002 | General labourer | Labour | 1 | hr | 0.7728 | 0.7728 | Specific East African resource constant
5 | PLT-016 | Small tools & consumables (allowance) | Plant & Tools | 0.5 | hr | 0.5796 | 0.2898 | Specific East African resource constant
6 | SUB-017 | Specialist joinery installation | Subcontractor | 0.01 | item | 1391.0355 | 13.9104 | Verify local quotation / authority charge
USER ADD |  | Add another resource code in column B | [5 empty] | USER INPUT — choose a PRICES DATABANK Code and enter Qty / BOQ Unit
|  | Materials Total |  |  |  |  | 46.9629
|  | Labour Total |  |  |  |  | 6.1824
|  | Plant & Subcontract Total |  |  |  |  | 14.2002
|  | Direct Resource Cost |  |  |  |  | 67.3454
|  | Transport / Carriage | 5% of materials |  |  |  | 2.3481 | Adjust for haul distance
|  | Small Tools, Water & Sundries | 2.5% of labour + plant |  |  |  | 0.50956 | Traditional allowance
|  | PRIME COST |  |  |  |  | 70.2031
|  | Contractor Overheads | 10% |  |  |  | 7.0203 | Editable allowance
|  | Contractor Profit | 10% |  |  |  | 7.7223 | Editable allowance
|  | RATE PER BOQ UNIT | wk |  |  |  | 84.9458 | Excluding VAT
Note | Quantities are standard estimating constants and must be adjusted for specification, method, location and supplier quotations.
DETAILED RATE ANALYSIS — EAST AFRICAN QS FORMAT
Module / Ref | MODULE 0 | 5.07 | [5 empty] | MODULE 0¦5.07
BOQ Item | Provide temporary heating and dehumidification for the works
Unit | wk | Pricing basis | Nairobi, Kenya — Sep 2026 | Currency | USD | VAT | Excluded
No. | Code | Resource Description | Category | Qty / BOQ Unit | Resource Unit | Rate (USD) | Amount (USD) | Remarks
1 | MAT-070 | Ventilation / extract fan | Material | 0.1 | nr | 397.9907 | 39.7991 | Specific East African resource constant
2 | MAT-002 | Ancillary fittings, supports, fixings and connection materials | Material | 0.1 | item | 40.5719 | 4.0572 | Specific East African resource constant
3 | LAB-017 | HVAC/refrigeration technician | Labour | 2 | hr | 2.898 | 5.796 | Specific East African resource constant
4 | LAB-002 | General labourer | Labour | 1 | hr | 0.7728 | 0.7728 | Specific East African resource constant
5 | PLT-010 | Diesel generator | Plant & Tools | 0.05 | day | 115.9196 | 5.796 | Specific East African resource constant
6 | SUB-005 | Mechanical / HVAC installation | Subcontractor | 0.01 | item | 5795.9815 | 57.9598 | Verify local quotation / authority charge
USER ADD |  | Add another resource code in column B | [5 empty] | USER INPUT — choose a PRICES DATABANK Code and enter Qty / BOQ Unit
|  | Materials Total |  |  |  |  | 43.8563
|  | Labour Total |  |  |  |  | 6.5688
|  | Plant & Subcontract Total |  |  |  |  | 63.7558
|  | Direct Resource Cost |  |  |  |  | 114.1808
|  | Transport / Carriage | 5% of materials |  |  |  | 2.1928 | Adjust for haul distance
|  | Small Tools, Water & Sundries | 2.5% of labour + plant |  |  |  | 1.7581 | Traditional allowance
|  | PRIME COST |  |  |  |  | 118.1318
|  | Contractor Overheads | 10% |  |  |  | 11.8132 | Editable allowance
|  | Contractor Profit | 10% |  |  |  | 12.9945 | Editable allowance
|  | RATE PER BOQ UNIT | wk |  |  |  | 142.9394 | Excluding VAT
Note | Quantities are standard estimating constants and must be adjusted for specification, method, location and supplier quotations.
DETAILED RATE ANALYSIS — EAST AFRICAN QS FORMAT
Module / Ref | MODULE 0 | 5.08 | [5 empty] | MODULE 0¦5.08
BOQ Item | Provide temporary lighting to work areas and task lighting
Unit | wk | Pricing basis | Nairobi, Kenya — Sep 2026 | Currency | USD | VAT | Excluded
No. | Code | Resource Description | Category | Qty / BOQ Unit | Resource Unit | Rate (USD) | Amount (USD) | Remarks
1 | MAT-022 | Electrical cable, 2.5mm² | Material | 10 | m | 0.81144 | 8.1144 | East African productivity / consumption constant
2 | MAT-054 | PVC/galvanised conduit complete | Material | 8 | m | 2.0286 | 16.2287 | East African productivity / consumption constant
3 | LAB-010 | Electrician | Labour | 12 | hr | 2.5116 | 30.1391 | East African productivity / consumption constant
4 | LAB-002 | General labourer | Labour | 6 | hr | 0.7728 | 4.6368 | East African productivity / consumption constant
5 | PLT-018 | Electrical/ICT test instruments | Plant & Tools | 0.1 | day | 38.6399 | 3.864 | East African productivity / consumption constant
6 | SUB-006 | Electrical installation | Subcontractor | 0 | item | 4636.7852 | 0 | Verify supplier/subcontract quotation
USER ADD |  | Add another resource code in column B | [5 empty] | USER INPUT — choose a PRICES DATABANK Code and enter Qty / BOQ Unit
|  | Materials Total |  |  |  |  | 24.3431
|  | Labour Total |  |  |  |  | 34.7759
|  | Plant & Subcontract Total |  |  |  |  | 3.864
|  | Direct Resource Cost |  |  |  |  | 62.983
|  | Transport / Carriage | 5% of materials |  |  |  | 1.2172 | Adjust for haul distance
|  | Small Tools, Water & Sundries | 2.5% of labour + plant |  |  |  | 0.966 | Traditional allowance
|  | PRIME COST |  |  |  |  | 65.1662
|  | Contractor Overheads | 10% |  |  |  | 6.5166 | Editable allowance
|  | Contractor Profit | 10% |  |  |  | 7.1683 | Editable allowance
|  | RATE PER BOQ UNIT | wk |  |  |  | 78.851 | Excluding VAT
Note | Quantities are standard estimating constants and must be adjusted for specification, method, location and supplier quotations.
DETAILED RATE ANALYSIS — EAST AFRICAN QS FORMAT
Module / Ref | MODULE 0 | 5.09 | [5 empty] | MODULE 0¦5.09
BOQ Item | Provide temporary gas or fuel supplies where required
Unit | wk | Pricing basis | Nairobi, Kenya — Sep 2026 | Currency | USD | VAT | Excluded
No. | Code | Resource Description | Category | Qty / BOQ Unit | Resource Unit | Rate (USD) | Amount (USD) | Remarks
1 | MAT-157 | Gas meter / regulator set | Material | 0.05 | nr | 1418.8563 | 70.9428 | Specific East African resource constant
2 | MAT-073 | Valve / control valve | Material | 0.1 | nr | 95.5178 | 9.5518 | Specific East African resource constant
3 | LAB-011 | Plumber | Labour | 2 | hr | 2.3184 | 4.6368 | Specific East African resource constant
4 | LAB-002 | General labourer | Labour | 1 | hr | 0.7728 | 0.7728 | Specific East African resource constant
5 | PLT-010 | Diesel generator | Plant & Tools | 0.1 | day | 115.9196 | 11.592 | Specific East African resource constant
6 | SUB-005 | Mechanical / HVAC installation | Subcontractor | 0.01 | item | 5795.9815 | 57.9598 | Verify local quotation / authority charge
USER ADD |  | Add another resource code in column B | [5 empty] | USER INPUT — choose a PRICES DATABANK Code and enter Qty / BOQ Unit
|  | Materials Total |  |  |  |  | 80.4946
|  | Labour Total |  |  |  |  | 5.4096
|  | Plant & Subcontract Total |  |  |  |  | 69.5518
|  | Direct Resource Cost |  |  |  |  | 155.456
|  | Transport / Carriage | 5% of materials |  |  |  | 4.0247 | Adjust for haul distance
|  | Small Tools, Water & Sundries | 2.5% of labour + plant |  |  |  | 1.874 | Traditional allowance
|  | PRIME COST |  |  |  |  | 161.3547
|  | Contractor Overheads | 10% |  |  |  | 16.1355 | Editable allowance
|  | Contractor Profit | 10% |  |  |  | 17.749 | Editable allowance
|  | RATE PER BOQ UNIT | wk |  |  |  | 195.2392 | Excluding VAT
Note | Quantities are standard estimating constants and must be adjusted for specification, method, location and supplier quotations.
DETAILED RATE ANALYSIS — EAST AFRICAN QS FORMAT
Module / Ref | MODULE 0 | 6.01 | [5 empty] | MODULE 0¦6.01
BOQ Item | Provide and erect site hoarding, including gates
Unit | m | Pricing basis | Nairobi, Kenya — Sep 2026 | Currency | USD | VAT | Excluded
No. | Code | Resource Description | Category | Qty / BOQ Unit | Resource Unit | Rate (USD) | Amount (USD) | Remarks
1 | MAT-111 | Site hoarding complete | Material | 1.05 | m | 52.7434 | 55.3806 | Specific East African resource constant
2 | MAT-096 | Signage / graphic panel | Material | 0.05 | nr | 121.7156 | 6.0858 | Specific East African resource constant
3 | LAB-021 | Welder / fabricator | Labour | 0.5 | hr | 2.7048 | 1.3524 | Specific East African resource constant
4 | LAB-002 | General labourer | Labour | 0.4 | hr | 0.7728 | 0.30912 | Specific East African resource constant
5 | PLT-017 | Welding set | Plant & Tools | 0.02 | day | 46.3679 | 0.92736 | Specific East African resource constant
6 | MAT-093 | Vehicular/pedestrian gate | Material | 1 | nr | 1432.7666 | 1432.7666 | Specific East African resource constant
USER ADD |  | Add another resource code in column B | [5 empty] | USER INPUT — choose a PRICES DATABANK Code and enter Qty / BOQ Unit
|  | Materials Total |  |  |  |  | 1494.233
|  | Labour Total |  |  |  |  | 1.6615
|  | Plant & Subcontract Total |  |  |  |  | 0.92736
|  | Direct Resource Cost |  |  |  |  | 1496.8219
|  | Transport / Carriage | 5% of materials |  |  |  | 74.7116 | Adjust for haul distance
|  | Small Tools, Water & Sundries | 2.5% of labour + plant |  |  |  | 0.064722 | Traditional allowance
|  | PRIME COST |  |  |  |  | 1571.5982
|  | Contractor Overheads | 10% |  |  |  | 157.1598 | Editable allowance
|  | Contractor Profit | 10% |  |  |  | 172.8758 | Editable allowance
|  | RATE PER BOQ UNIT | m |  |  |  | 1901.6339 | Excluding VAT
Note | Quantities are standard estimating constants and must be adjusted for specification, method, location and supplier quotations.
DETAILED RATE ANALYSIS — EAST AFRICAN QS FORMAT
Module / Ref | MODULE 0 | 6.02 | [5 empty] | MODULE 0¦6.02
BOQ Item | Maintain, alter and remove hoarding
Unit | item | Pricing basis | Nairobi, Kenya — Sep 2026 | Currency | USD | VAT | Excluded
No. | Code | Resource Description | Category | Qty / BOQ Unit | Resource Unit | Rate (USD) | Amount (USD) | Remarks
1 | MAT-111 | Site hoarding complete | Material | 0.2 | m | 52.7434 | 10.5487 | Specific East African resource constant
2 | MAT-096 | Signage / graphic panel | Material | 0.05 | nr | 121.7156 | 6.0858 | Specific East African resource constant
3 | LAB-021 | Welder / fabricator | Labour | 4 | hr | 2.7048 | 10.8192 | Specific East African resource constant
4 | LAB-002 | General labourer | Labour | 3 | hr | 0.7728 | 2.3184 | Specific East African resource constant
5 | PLT-017 | Welding set | Plant & Tools | 0.02 | day | 46.3679 | 0.92736 | Specific East African resource constant
6 | MAT-093 | Vehicular/pedestrian gate | Material | 0 | nr | 1432.7666 | 0 | Specific East African resource constant
USER ADD |  | Add another resource code in column B | [5 empty] | USER INPUT — choose a PRICES DATABANK Code and enter Qty / BOQ Unit
|  | Materials Total |  |  |  |  | 16.6345
|  | Labour Total |  |  |  |  | 13.1376
|  | Plant & Subcontract Total |  |  |  |  | 0.92736
|  | Direct Resource Cost |  |  |  |  | 30.6994
|  | Transport / Carriage | 5% of materials |  |  |  | 0.83172 | Adjust for haul distance
|  | Small Tools, Water & Sundries | 2.5% of labour + plant |  |  |  | 0.35162 | Traditional allowance
|  | PRIME COST |  |  |  |  | 31.8827
|  | Contractor Overheads | 10% |  |  |  | 3.1883 | Editable allowance
|  | Contractor Profit | 10% |  |  |  | 3.5071 | Editable allowance
|  | RATE PER BOQ UNIT | item |  |  |  | 38.5781 | Excluding VAT
Note | Quantities are standard estimating constants and must be adjusted for specification, method, location and supplier quotations.
DETAILED RATE ANALYSIS — EAST AFRICAN QS FORMAT
Module / Ref | MODULE 0 | 6.03 | [5 empty] | MODULE 0¦6.03
BOQ Item | Provide hoarding signage, graphics and lighting
Unit | m | Pricing basis | Nairobi, Kenya — Sep 2026 | Currency | USD | VAT | Excluded
No. | Code | Resource Description | Category | Qty / BOQ Unit | Resource Unit | Rate (USD) | Amount (USD) | Remarks
1 | MAT-111 | Site hoarding complete | Material | 1.05 | m | 52.7434 | 55.3806 | Specific East African resource constant
2 | MAT-096 | Signage / graphic panel | Material | 1 | nr | 121.7156 | 121.7156 | Specific East African resource constant
3 | LAB-021 | Welder / fabricator | Labour | 0.5 | hr | 2.7048 | 1.3524 | Specific East African resource constant
4 | LAB-002 | General labourer | Labour | 0.4 | hr | 0.7728 | 0.30912 | Specific East African resource constant
5 | PLT-017 | Welding set | Plant & Tools | 0.02 | day | 46.3679 | 0.92736 | Specific East African resource constant
6 | MAT-093 | Vehicular/pedestrian gate | Material | 0 | nr | 1432.7666 | 0 | Specific East African resource constant
USER ADD |  | Add another resource code in column B | [5 empty] | USER INPUT — choose a PRICES DATABANK Code and enter Qty / BOQ Unit
|  | Materials Total |  |  |  |  | 177.0962
|  | Labour Total |  |  |  |  | 1.6615
|  | Plant & Subcontract Total |  |  |  |  | 0.92736
|  | Direct Resource Cost |  |  |  |  | 179.6851
|  | Transport / Carriage | 5% of materials |  |  |  | 8.8548 | Adjust for haul distance
|  | Small Tools, Water & Sundries | 2.5% of labour + plant |  |  |  | 0.064722 | Traditional allowance
|  | PRIME COST |  |  |  |  | 188.6046
|  | Contractor Overheads | 10% |  |  |  | 18.8605 | Editable allowance
|  | Contractor Profit | 10% |  |  |  | 20.7465 | Editable allowance
|  | RATE PER BOQ UNIT | m |  |  |  | 228.2116 | Excluding VAT
Note | Quantities are standard estimating constants and must be adjusted for specification, method, location and supplier quotations.
DETAILED RATE ANALYSIS — EAST AFRICAN QS FORMAT
Module / Ref | MODULE 0 | 6.04 | [5 empty] | MODULE 0¦6.04
BOQ Item | Provide perimeter fencing (Heras) and maintenance
Unit | m | Pricing basis | Nairobi, Kenya — Sep 2026 | Currency | USD | VAT | Excluded
No. | Code | Resource Description | Category | Qty / BOQ Unit | Resource Unit | Rate (USD) | Amount (USD) | Remarks
1 | MAT-092 | Security fencing complete | Material | 1.05 | m | 60.8578 | 63.9007 | East African productivity / consumption constant
2 | MAT-007 | Ready-mix concrete, C25/30 | Material | 0.03 | m³ | 117.6584 | 3.5298 | East African productivity / consumption constant
3 | LAB-021 | Welder / fabricator | Labour | 0.4 | hr | 2.7048 | 1.0819 | East African productivity / consumption constant
4 | LAB-002 | General labourer | Labour | 0.3 | hr | 0.7728 | 0.23184 | East African productivity / consumption constant
5 | PLT-017 | Welding set | Plant & Tools | 0.01 | day | 46.3679 | 0.46368 | East African productivity / consumption constant
6 | SUB-011 | Landscaping | Subcontractor | 0 | m² | 27.0479 | 0 | Verify supplier/subcontract quotation
USER ADD |  | Add another resource code in column B | [5 empty] | USER INPUT — choose a PRICES DATABANK Code and enter Qty / BOQ Unit
|  | Materials Total |  |  |  |  | 67.4304
|  | Labour Total |  |  |  |  | 1.3138
|  | Plant & Subcontract Total |  |  |  |  | 0.46368
|  | Direct Resource Cost |  |  |  |  | 69.2079
|  | Transport / Carriage | 5% of materials |  |  |  | 3.3715 | Adjust for haul distance
|  | Small Tools, Water & Sundries | 2.5% of labour + plant |  |  |  | 0.044436 | Traditional allowance
|  | PRIME COST |  |  |  |  | 72.6238
|  | Contractor Overheads | 10% |  |  |  | 7.2624 | Editable allowance
|  | Contractor Profit | 10% |  |  |  | 7.9886 | Editable allowance
|  | RATE PER BOQ UNIT | m |  |  |  | 87.8748 | Excluding VAT
Note | Quantities are standard estimating constants and must be adjusted for specification, method, location and supplier quotations.
DETAILED RATE ANALYSIS — EAST AFRICAN QS FORMAT
Module / Ref | MODULE 0 | 6.05 | [5 empty] | MODULE 0¦6.05
BOQ Item | Provide manned security / gate personnel
Unit | wk | Pricing basis | Nairobi, Kenya — Sep 2026 | Currency | USD | VAT | Excluded
No. | Code | Resource Description | Category | Qty / BOQ Unit | Resource Unit | Rate (USD) | Amount (USD) | Remarks
1 | MAT-108 | PPE and site-safety consumables | Material | 0.05 | set | 40.5719 | 2.0286 | Specific East African resource constant
2 | MAT-077 | IP CCTV camera complete | Material | 0.02 | nr | 198.9954 | 3.9799 | Specific East African resource constant
3 | LAB-014 | Site foreman / ganger | Labour | 8 | hr | 2.7048 | 21.6383 | Specific East African resource constant
4 | LAB-002 | General labourer | Labour | 0 | hr | 0.7728 | 0 | Specific East African resource constant
5 | PLT-016 | Small tools & consumables (allowance) | Plant & Tools | 0.2 | hr | 0.5796 | 0.11592 | Specific East African resource constant
6 | SUB-022 | Site security service | Subcontractor | 1 | wk | 270.4791 | 270.4791 | Verify local quotation / authority charge
USER ADD |  | Add another resource code in column B | [5 empty] | USER INPUT — choose a PRICES DATABANK Code and enter Qty / BOQ Unit
|  | Materials Total |  |  |  |  | 6.0085
|  | Labour Total |  |  |  |  | 21.6383
|  | Plant & Subcontract Total |  |  |  |  | 270.5951
|  | Direct Resource Cost |  |  |  |  | 298.2419
|  | Transport / Carriage | 5% of materials |  |  |  | 0.30043 | Adjust for haul distance
|  | Small Tools, Water & Sundries | 2.5% of labour + plant |  |  |  | 7.3058 | Traditional allowance
|  | PRIME COST |  |  |  |  | 305.8481
|  | Contractor Overheads | 10% |  |  |  | 30.5848 | Editable allowance
|  | Contractor Profit | 10% |  |  |  | 33.6433 | Editable allowance
|  | RATE PER BOQ UNIT | wk |  |  |  | 370.0763 | Excluding VAT
Note | Quantities are standard estimating constants and must be adjusted for specification, method, location and supplier quotations.
DETAILED RATE ANALYSIS — EAST AFRICAN QS FORMAT
Module / Ref | MODULE 0 | 6.06 | [5 empty] | MODULE 0¦6.06
BOQ Item | Provide CCTV, alarm and remote monitoring to site
Unit | wk | Pricing basis | Nairobi, Kenya — Sep 2026 | Currency | USD | VAT | Excluded
No. | Code | Resource Description | Category | Qty / BOQ Unit | Resource Unit | Rate (USD) | Amount (USD) | Remarks
1 | MAT-077 | IP CCTV camera complete | Material | 0.1 | nr | 198.9954 | 19.8995 | Specific East African resource constant
2 | MAT-078 | NVR/DVR recorder complete | Material | 0.02 | nr | 1418.8563 | 28.3771 | Specific East African resource constant
3 | LAB-019 | ELV/ICT/security technician | Labour | 2 | hr | 2.7048 | 5.4096 | Specific East African resource constant
4 | LAB-002 | General labourer | Labour | 0.5 | hr | 0.7728 | 0.3864 | Specific East African resource constant
5 | PLT-018 | Electrical/ICT test instruments | Plant & Tools | 0.05 | day | 38.6399 | 1.932 | Specific East African resource constant
6 | SUB-012 | CCTV installation and commissioning | Subcontractor | 0.02 | item | 1931.9938 | 38.6399 | Verify local quotation / authority charge
USER ADD |  | Add another resource code in column B | [5 empty] | USER INPUT — choose a PRICES DATABANK Code and enter Qty / BOQ Unit
|  | Materials Total |  |  |  |  | 48.2767
|  | Labour Total |  |  |  |  | 5.796
|  | Plant & Subcontract Total |  |  |  |  | 40.5719
|  | Direct Resource Cost |  |  |  |  | 94.6445
|  | Transport / Carriage | 5% of materials |  |  |  | 2.4138 | Adjust for haul distance
|  | Small Tools, Water & Sundries | 2.5% of labour + plant |  |  |  | 1.1592 | Traditional allowance
|  | PRIME COST |  |  |  |  | 98.2175
|  | Contractor Overheads | 10% |  |  |  | 9.8218 | Editable allowance
|  | Contractor Profit | 10% |  |  |  | 10.8039 | Editable allowance
|  | RATE PER BOQ UNIT | wk |  |  |  | 118.8432 | Excluding VAT
Note | Quantities are standard estimating constants and must be adjusted for specification, method, location and supplier quotations.
DETAILED RATE ANALYSIS — EAST AFRICAN QS FORMAT
Module / Ref | MODULE 0 | 6.07 | [5 empty] | MODULE 0¦6.07
BOQ Item | Provide access-control, turnstiles and biometric site systems
Unit | wk | Pricing basis | Nairobi, Kenya — Sep 2026 | Currency | USD | VAT | Excluded
No. | Code | Resource Description | Category | Qty / BOQ Unit | Resource Unit | Rate (USD) | Amount (USD) | Remarks
1 | MAT-080 | Access-control panel/controller | Material | 0.05 | nr | 945.9042 | 47.2952 | Specific East African resource constant
2 | MAT-081 | Card reader / biometric reader | Material | 0.1 | nr | 278.5935 | 27.8594 | Specific East African resource constant
3 | LAB-019 | ELV/ICT/security technician | Labour | 2 | hr | 2.7048 | 5.4096 | Specific East African resource constant
4 | LAB-002 | General labourer | Labour | 0.5 | hr | 0.7728 | 0.3864 | Specific East African resource constant
5 | PLT-018 | Electrical/ICT test instruments | Plant & Tools | 0.05 | day | 38.6399 | 1.932 | Specific East African resource constant
6 | SUB-013 | Access-control installation and commissioning | Subcontractor | 0.02 | item | 1931.9938 | 38.6399 | Verify local quotation / authority charge
USER ADD |  | Add another resource code in column B | [5 empty] | USER INPUT — choose a PRICES DATABANK Code and enter Qty / BOQ Unit
|  | Materials Total |  |  |  |  | 75.1546
|  | Labour Total |  |  |  |  | 5.796
|  | Plant & Subcontract Total |  |  |  |  | 40.5719
|  | Direct Resource Cost |  |  |  |  | 121.5224
|  | Transport / Carriage | 5% of materials |  |  |  | 3.7577 | Adjust for haul distance
|  | Small Tools, Water & Sundries | 2.5% of labour + plant |  |  |  | 1.1592 | Traditional allowance
|  | PRIME COST |  |  |  |  | 126.4393
|  | Contractor Overheads | 10% |  |  |  | 12.6439 | Editable allowance
|  | Contractor Profit | 10% |  |  |  | 13.9083 | Editable allowance
|  | RATE PER BOQ UNIT | wk |  |  |  | 152.9916 | Excluding VAT
Note | Quantities are standard estimating constants and must be adjusted for specification, method, location and supplier quotations.
DETAILED RATE ANALYSIS — EAST AFRICAN QS FORMAT
Module / Ref | MODULE 0 | 6.08 | [5 empty] | MODULE 0¦6.08
BOQ Item | Provide out-of-hours security and lighting
Unit | wk | Pricing basis | Nairobi, Kenya — Sep 2026 | Currency | USD | VAT | Excluded
No. | Code | Resource Description | Category | Qty / BOQ Unit | Resource Unit | Rate (USD) | Amount (USD) | Remarks
1 | MAT-108 | PPE and site-safety consumables | Material | 0.05 | set | 40.5719 | 2.0286 | Specific East African resource constant
2 | MAT-077 | IP CCTV camera complete | Material | 0.02 | nr | 198.9954 | 3.9799 | Specific East African resource constant
3 | LAB-014 | Site foreman / ganger | Labour | 8 | hr | 2.7048 | 21.6383 | Specific East African resource constant
4 | LAB-002 | General labourer | Labour | 0 | hr | 0.7728 | 0 | Specific East African resource constant
5 | PLT-016 | Small tools & consumables (allowance) | Plant & Tools | 0.2 | hr | 0.5796 | 0.11592 | Specific East African resource constant
6 | SUB-022 | Site security service | Subcontractor | 1 | wk | 270.4791 | 270.4791 | Verify local quotation / authority charge
USER ADD |  | Add another resource code in column B | [5 empty] | USER INPUT — choose a PRICES DATABANK Code and enter Qty / BOQ Unit
|  | Materials Total |  |  |  |  | 6.0085
|  | Labour Total |  |  |  |  | 21.6383
|  | Plant & Subcontract Total |  |  |  |  | 270.5951
|  | Direct Resource Cost |  |  |  |  | 298.2419
|  | Transport / Carriage | 5% of materials |  |  |  | 0.30043 | Adjust for haul distance
|  | Small Tools, Water & Sundries | 2.5% of labour + plant |  |  |  | 7.3058 | Traditional allowance
|  | PRIME COST |  |  |  |  | 305.8481
|  | Contractor Overheads | 10% |  |  |  | 30.5848 | Editable allowance
|  | Contractor Profit | 10% |  |  |  | 33.6433 | Editable allowance
|  | RATE PER BOQ UNIT | wk |  |  |  | 370.0763 | Excluding VAT
Note | Quantities are standard estimating constants and must be adjusted for specification, method, location and supplier quotations.
DETAILED RATE ANALYSIS — EAST AFRICAN QS FORMAT
Module / Ref | MODULE 0 | 7.01 | [5 empty] | MODULE 0¦7.01
BOQ Item | Provide PPE, site inductions and visitor management
Unit | wk | Pricing basis | Nairobi, Kenya — Sep 2026 | Currency | USD | VAT | Excluded
No. | Code | Resource Description | Category | Qty / BOQ Unit | Resource Unit | Rate (USD) | Amount (USD) | Remarks
1 | MAT-108 | PPE and site-safety consumables | Material | 1 | set | 40.5719 | 40.5719 | Specific East African resource constant
2 | MAT-109 | Fire extinguisher and fire-point equipment | Material | 0.05 | nr | 95.5178 | 4.7759 | Specific East African resource constant
3 | LAB-014 | Site foreman / ganger | Labour | 2 | hr | 2.7048 | 5.4096 | Specific East African resource constant
4 | LAB-002 | General labourer | Labour | 1 | hr | 0.7728 | 0.7728 | Specific East African resource constant
5 | PLT-016 | Small tools & consumables (allowance) | Plant & Tools | 0.2 | hr | 0.5796 | 0.11592 | Specific East African resource constant
6 | SUB-020 | Statutory authority / permit fee allowance | Subcontractor | 0 | item | 579.5981 | 0 | Verify local quotation / authority charge
USER ADD |  | Add another resource code in column B | [5 empty] | USER INPUT — choose a PRICES DATABANK Code and enter Qty / BOQ Unit
|  | Materials Total |  |  |  |  | 45.3478
|  | Labour Total |  |  |  |  | 6.1824
|  | Plant & Subcontract Total |  |  |  |  | 0.11592
|  | Direct Resource Cost |  |  |  |  | 51.6461
|  | Transport / Carriage | 5% of materials |  |  |  | 2.2674 | Adjust for haul distance
|  | Small Tools, Water & Sundries | 2.5% of labour + plant |  |  |  | 0.15746 | Traditional allowance
|  | PRIME COST |  |  |  |  | 54.0709
|  | Contractor Overheads | 10% |  |  |  | 5.4071 | Editable allowance
|  | Contractor Profit | 10% |  |  |  | 5.9478 | Editable allowance
|  | RATE PER BOQ UNIT | wk |  |  |  | 65.4258 | Excluding VAT
Note | Quantities are standard estimating constants and must be adjusted for specification, method, location and supplier quotations.
DETAILED RATE ANALYSIS — EAST AFRICAN QS FORMAT
Module / Ref | MODULE 0 | 7.02 | [5 empty] | MODULE 0¦7.02
BOQ Item | Provide first-aid provisions, appointed persons and supplies
Unit | wk | Pricing basis | Nairobi, Kenya — Sep 2026 | Currency | USD | VAT | Excluded
No. | Code | Resource Description | Category | Qty / BOQ Unit | Resource Unit | Rate (USD) | Amount (USD) | Remarks
1 | MAT-108 | PPE and site-safety consumables | Material | 1 | set | 40.5719 | 40.5719 | Specific East African resource constant
2 | MAT-109 | Fire extinguisher and fire-point equipment | Material | 0.05 | nr | 95.5178 | 4.7759 | Specific East African resource constant
3 | LAB-014 | Site foreman / ganger | Labour | 2 | hr | 2.7048 | 5.4096 | Specific East African resource constant
4 | LAB-002 | General labourer | Labour | 1 | hr | 0.7728 | 0.7728 | Specific East African resource constant
5 | PLT-016 | Small tools & consumables (allowance) | Plant & Tools | 0.2 | hr | 0.5796 | 0.11592 | Specific East African resource constant
6 | SUB-020 | Statutory authority / permit fee allowance | Subcontractor | 0 | item | 579.5981 | 0 | Verify local quotation / authority charge
USER ADD |  | Add another resource code in column B | [5 empty] | USER INPUT — choose a PRICES DATABANK Code and enter Qty / BOQ Unit
|  | Materials Total |  |  |  |  | 45.3478
|  | Labour Total |  |  |  |  | 6.1824
|  | Plant & Subcontract Total |  |  |  |  | 0.11592
|  | Direct Resource Cost |  |  |  |  | 51.6461
|  | Transport / Carriage | 5% of materials |  |  |  | 2.2674 | Adjust for haul distance
|  | Small Tools, Water & Sundries | 2.5% of labour + plant |  |  |  | 0.15746 | Traditional allowance
|  | PRIME COST |  |  |  |  | 54.0709
|  | Contractor Overheads | 10% |  |  |  | 5.4071 | Editable allowance
|  | Contractor Profit | 10% |  |  |  | 5.9478 | Editable allowance
|  | RATE PER BOQ UNIT | wk |  |  |  | 65.4258 | Excluding VAT
Note | Quantities are standard estimating constants and must be adjusted for specification, method, location and supplier quotations.
DETAILED RATE ANALYSIS — EAST AFRICAN QS FORMAT
Module / Ref | MODULE 0 | 7.03 | [5 empty] | MODULE 0¦7.03
BOQ Item | Provide fire prevention, extinguishers and fire points
Unit | nr | Pricing basis | Nairobi, Kenya — Sep 2026 | Currency | USD | VAT | Excluded
No. | Code | Resource Description | Category | Qty / BOQ Unit | Resource Unit | Rate (USD) | Amount (USD) | Remarks
1 | MAT-109 | Fire extinguisher and fire-point equipment | Material | 1 | nr | 95.5178 | 95.5178 | Specific East African resource constant
2 | MAT-096 | Signage / graphic panel | Material | 0.2 | nr | 121.7156 | 24.3431 | Specific East African resource constant
3 | LAB-018 | Fire-systems technician | Labour | 1 | hr | 2.7048 | 2.7048 | Specific East African resource constant
4 | LAB-002 | General labourer | Labour | 0.5 | hr | 0.7728 | 0.3864 | Specific East African resource constant
5 | PLT-016 | Small tools & consumables (allowance) | Plant & Tools | 0.1 | hr | 0.5796 | 0.05796 | Specific East African resource constant
6 | SUB-007 | Fire protection installation | Subcontractor | 0.005 | item | 3477.5889 | 17.3879 | Verify local quotation / authority charge
USER ADD |  | Add another resource code in column B | [5 empty] | USER INPUT — choose a PRICES DATABANK Code and enter Qty / BOQ Unit
|  | Materials Total |  |  |  |  | 119.8609
|  | Labour Total |  |  |  |  | 3.0912
|  | Plant & Subcontract Total |  |  |  |  | 17.4459
|  | Direct Resource Cost |  |  |  |  | 140.398
|  | Transport / Carriage | 5% of materials |  |  |  | 5.993 | Adjust for haul distance
|  | Small Tools, Water & Sundries | 2.5% of labour + plant |  |  |  | 0.51343 | Traditional allowance
|  | PRIME COST |  |  |  |  | 146.9045
|  | Contractor Overheads | 10% |  |  |  | 14.6904 | Editable allowance
|  | Contractor Profit | 10% |  |  |  | 16.1595 | Editable allowance
|  | RATE PER BOQ UNIT | nr |  |  |  | 177.7544 | Excluding VAT
Note | Quantities are standard estimating constants and must be adjusted for specification, method, location and supplier quotations.
DETAILED RATE ANALYSIS — EAST AFRICAN QS FORMAT
Module / Ref | MODULE 0 | 7.04 | [5 empty] | MODULE 0¦7.04
BOQ Item | Provide site safety signage, barriers and edge protection
Unit | item | Pricing basis | Nairobi, Kenya — Sep 2026 | Currency | USD | VAT | Excluded
No. | Code | Resource Description | Category | Qty / BOQ Unit | Resource Unit | Rate (USD) | Amount (USD) | Remarks
1 | MAT-111 | Site hoarding complete | Material | 0.2 | m | 52.7434 | 10.5487 | Specific East African resource constant
2 | MAT-014 | Timber, softwood | Material | 0.1 | m³ | 527.4343 | 52.7434 | Specific East African resource constant
3 | LAB-021 | Welder / fabricator | Labour | 4 | hr | 2.7048 | 10.8192 | Specific East African resource constant
4 | LAB-002 | General labourer | Labour | 3 | hr | 0.7728 | 2.3184 | Specific East African resource constant
5 | PLT-017 | Welding set | Plant & Tools | 0.01 | day | 46.3679 | 0.46368 | Specific East African resource constant
6 | SUB-001 | Testing / commissioning allowance | Subcontractor | 0 | item | 193.1994 | 0 | Verify local quotation / authority charge
USER ADD |  | Add another resource code in column B | [5 empty] | USER INPUT — choose a PRICES DATABANK Code and enter Qty / BOQ Unit
|  | Materials Total |  |  |  |  | 63.2921
|  | Labour Total |  |  |  |  | 13.1376
|  | Plant & Subcontract Total |  |  |  |  | 0.46368
|  | Direct Resource Cost |  |  |  |  | 76.8934
|  | Transport / Carriage | 5% of materials |  |  |  | 3.1646 | Adjust for haul distance
|  | Small Tools, Water & Sundries | 2.5% of labour + plant |  |  |  | 0.34003 | Traditional allowance
|  | PRIME COST |  |  |  |  | 80.398
|  | Contractor Overheads | 10% |  |  |  | 8.0398 | Editable allowance
|  | Contractor Profit | 10% |  |  |  | 8.8438 | Editable allowance
|  | RATE PER BOQ UNIT | item |  |  |  | 97.2816 | Excluding VAT
Note | Quantities are standard estimating constants and must be adjusted for specification, method, location and supplier quotations.
DETAILED RATE ANALYSIS — EAST AFRICAN QS FORMAT
Module / Ref | MODULE 0 | 7.05 | [5 empty] | MODULE 0¦7.05
BOQ Item | Provide environmental protection and pollution-control measures
Unit | item | Pricing basis | Nairobi, Kenya — Sep 2026 | Currency | USD | VAT | Excluded
No. | Code | Resource Description | Category | Qty / BOQ Unit | Resource Unit | Rate (USD) | Amount (USD) | Remarks
1 | MAT-113 | Survey monitoring instrument/target | Material | 1 | nr | 119.3972 | 119.3972 | Specific East African resource constant
2 | MAT-108 | PPE and site-safety consumables | Material | 0.1 | set | 40.5719 | 4.0572 | Specific East African resource constant
3 | LAB-015 | Site engineer / surveyor | Labour | 4 | hr | 3.864 | 15.456 | Specific East African resource constant
4 | LAB-002 | General labourer | Labour | 1 | hr | 0.7728 | 0.7728 | Specific East African resource constant
5 | PLT-018 | Electrical/ICT test instruments | Plant & Tools | 0.25 | day | 38.6399 | 9.66 | Specific East African resource constant
6 | SUB-021 | Surveying / monitoring service | Subcontractor | 0.1 | item | 927.357 | 92.7357 | Verify local quotation / authority charge
USER ADD |  | Add another resource code in column B | [5 empty] | USER INPUT — choose a PRICES DATABANK Code and enter Qty / BOQ Unit
|  | Materials Total |  |  |  |  | 123.4544
|  | Labour Total |  |  |  |  | 16.2287
|  | Plant & Subcontract Total |  |  |  |  | 102.3957
|  | Direct Resource Cost |  |  |  |  | 242.0788
|  | Transport / Carriage | 5% of materials |  |  |  | 6.1727 | Adjust for haul distance
|  | Small Tools, Water & Sundries | 2.5% of labour + plant |  |  |  | 2.9656 | Traditional allowance
|  | PRIME COST |  |  |  |  | 251.2172
|  | Contractor Overheads | 10% |  |  |  | 25.1217 | Editable allowance
|  | Contractor Profit | 10% |  |  |  | 27.6339 | Editable allowance
|  | RATE PER BOQ UNIT | item |  |  |  | 303.9728 | Excluding VAT
Note | Quantities are standard estimating constants and must be adjusted for specification, method, location and supplier quotations.
DETAILED RATE ANALYSIS — EAST AFRICAN QS FORMAT
Module / Ref | MODULE 0 | 7.06 | [5 empty] | MODULE 0¦7.06
BOQ Item | Provide dust monitoring and suppression
Unit | wk | Pricing basis | Nairobi, Kenya — Sep 2026 | Currency | USD | VAT | Excluded
No. | Code | Resource Description | Category | Qty / BOQ Unit | Resource Unit | Rate (USD) | Amount (USD) | Remarks
1 | MAT-021 | PVC pipe, 110mm | Material | 1.05 | m | 3.4486 | 3.621 | East African productivity / consumption constant
2 | MAT-073 | Valve / control valve | Material | 0.1 | nr | 95.5178 | 9.5518 | East African productivity / consumption constant
3 | LAB-018 | Fire-systems technician | Labour | 0.4 | hr | 2.7048 | 1.0819 | East African productivity / consumption constant
4 | LAB-002 | General labourer | Labour | 0.2 | hr | 0.7728 | 0.15456 | East African productivity / consumption constant
5 | PLT-019 | Pipe threading/fusion equipment | Plant & Tools | 0.03 | day | 61.8238 | 1.8547 | East African productivity / consumption constant
6 | SUB-007 | Fire protection installation | Subcontractor | 0 | item | 3477.5889 | 0 | Verify supplier/subcontract quotation
USER ADD |  | Add another resource code in column B | [5 empty] | USER INPUT — choose a PRICES DATABANK Code and enter Qty / BOQ Unit
|  | Materials Total |  |  |  |  | 13.1728
|  | Labour Total |  |  |  |  | 1.2365
|  | Plant & Subcontract Total |  |  |  |  | 1.8547
|  | Direct Resource Cost |  |  |  |  | 16.264
|  | Transport / Carriage | 5% of materials |  |  |  | 0.65864 | Adjust for haul distance
|  | Small Tools, Water & Sundries | 2.5% of labour + plant |  |  |  | 0.07728 | Traditional allowance
|  | PRIME COST |  |  |  |  | 16.9999
|  | Contractor Overheads | 10% |  |  |  | 1.7 | Editable allowance
|  | Contractor Profit | 10% |  |  |  | 1.87 | Editable allowance
|  | RATE PER BOQ UNIT | wk |  |  |  | 20.5699 | Excluding VAT
Note | Quantities are standard estimating constants and must be adjusted for specification, method, location and supplier quotations.
DETAILED RATE ANALYSIS — EAST AFRICAN QS FORMAT
Module / Ref | MODULE 0 | 7.07 | [5 empty] | MODULE 0¦7.07
BOQ Item | Provide noise and vibration monitoring and control
Unit | wk | Pricing basis | Nairobi, Kenya — Sep 2026 | Currency | USD | VAT | Excluded
No. | Code | Resource Description | Category | Qty / BOQ Unit | Resource Unit | Rate (USD) | Amount (USD) | Remarks
1 | MAT-113 | Survey monitoring instrument/target | Material | 1 | nr | 119.3972 | 119.3972 | Specific East African resource constant
2 | MAT-108 | PPE and site-safety consumables | Material | 0.1 | set | 40.5719 | 4.0572 | Specific East African resource constant
3 | LAB-015 | Site engineer / surveyor | Labour | 4 | hr | 3.864 | 15.456 | Specific East African resource constant
4 | LAB-002 | General labourer | Labour | 1 | hr | 0.7728 | 0.7728 | Specific East African resource constant
5 | PLT-018 | Electrical/ICT test instruments | Plant & Tools | 0.25 | day | 38.6399 | 9.66 | Specific East African resource constant
6 | SUB-021 | Surveying / monitoring service | Subcontractor | 0.1 | item | 927.357 | 92.7357 | Verify local quotation / authority charge
USER ADD |  | Add another resource code in column B | [5 empty] | USER INPUT — choose a PRICES DATABANK Code and enter Qty / BOQ Unit
|  | Materials Total |  |  |  |  | 123.4544
|  | Labour Total |  |  |  |  | 16.2287
|  | Plant & Subcontract Total |  |  |  |  | 102.3957
|  | Direct Resource Cost |  |  |  |  | 242.0788
|  | Transport / Carriage | 5% of materials |  |  |  | 6.1727 | Adjust for haul distance
|  | Small Tools, Water & Sundries | 2.5% of labour + plant |  |  |  | 2.9656 | Traditional allowance
|  | PRIME COST |  |  |  |  | 251.2172
|  | Contractor Overheads | 10% |  |  |  | 25.1217 | Editable allowance
|  | Contractor Profit | 10% |  |  |  | 27.6339 | Editable allowance
|  | RATE PER BOQ UNIT | wk |  |  |  | 303.9728 | Excluding VAT
Note | Quantities are standard estimating constants and must be adjusted for specification, method, location and supplier quotations.
DETAILED RATE ANALYSIS — EAST AFRICAN QS FORMAT
Module / Ref | MODULE 0 | 7.08 | [5 empty] | MODULE 0¦7.08
BOQ Item | Provide waste-management, segregation and skips
Unit | wk | Pricing basis | Nairobi, Kenya — Sep 2026 | Currency | USD | VAT | Excluded
No. | Code | Resource Description | Category | Qty / BOQ Unit | Resource Unit | Rate (USD) | Amount (USD) | Remarks
1 | MAT-110 | Waste skip / waste container hire | Material | 1 | wk | 139.1036 | 139.1036 | Specific East African resource constant
2 | MAT-108 | PPE and site-safety consumables | Material | 0.1 | set | 40.5719 | 4.0572 | Specific East African resource constant
3 | LAB-002 | General labourer | Labour | 8 | hr | 0.7728 | 6.1824 | Specific East African resource constant
4 | LAB-014 | Site foreman / ganger | Labour | 1 | hr | 2.7048 | 2.7048 | Specific East African resource constant
5 | PLT-006 | Dumper, 3t | Plant & Tools | 0.1 | day | 142.9675 | 14.2968 | Specific East African resource constant
6 | SUB-023 | Waste management / skip service | Subcontractor | 1 | wk | 193.1994 | 193.1994 | Verify local quotation / authority charge
USER ADD |  | Add another resource code in column B | [5 empty] | USER INPUT — choose a PRICES DATABANK Code and enter Qty / BOQ Unit
|  | Materials Total |  |  |  |  | 143.1607
|  | Labour Total |  |  |  |  | 8.8872
|  | Plant & Subcontract Total |  |  |  |  | 207.4961
|  | Direct Resource Cost |  |  |  |  | 359.544
|  | Transport / Carriage | 5% of materials |  |  |  | 7.158 | Adjust for haul distance
|  | Small Tools, Water & Sundries | 2.5% of labour + plant |  |  |  | 5.4096 | Traditional allowance
|  | PRIME COST |  |  |  |  | 372.1117
|  | Contractor Overheads | 10% |  |  |  | 37.2112 | Editable allowance
|  | Contractor Profit | 10% |  |  |  | 40.9323 | Editable allowance
|  | RATE PER BOQ UNIT | wk |  |  |  | 450.2551 | Excluding VAT
Note | Quantities are standard estimating constants and must be adjusted for specification, method, location and supplier quotations.
DETAILED RATE ANALYSIS — EAST AFRICAN QS FORMAT
Module / Ref | MODULE 0 | 7.09 | [5 empty] | MODULE 0¦7.09
BOQ Item | Provide wheel-wash and road-cleaning provisions
Unit | wk | Pricing basis | Nairobi, Kenya — Sep 2026 | Currency | USD | VAT | Excluded
No. | Code | Resource Description | Category | Qty / BOQ Unit | Resource Unit | Rate (USD) | Amount (USD) | Remarks
1 | MAT-072 | Water/storage tank | Material | 0.05 | nr | 1989.9536 | 99.4977 | Specific East African resource constant
2 | MAT-071 | Pump set complete | Material | 0.05 | nr | 2785.9351 | 139.2968 | Specific East African resource constant
3 | LAB-002 | General labourer | Labour | 6 | hr | 0.7728 | 4.6368 | Specific East African resource constant
4 | LAB-014 | Site foreman / ganger | Labour | 1 | hr | 2.7048 | 2.7048 | Specific East African resource constant
5 | PLT-013 | Dewatering pump | Plant & Tools | 0.1 | day | 61.8238 | 6.1824 | Specific East African resource constant
6 | SUB-024 | Builder's cleaning service | Subcontractor | 0.5 | wk | 139.1036 | 69.5518 | Verify local quotation / authority charge
USER ADD |  | Add another resource code in column B | [5 empty] | USER INPUT — choose a PRICES DATABANK Code and enter Qty / BOQ Unit
|  | Materials Total |  |  |  |  | 238.7944
|  | Labour Total |  |  |  |  | 7.3416
|  | Plant & Subcontract Total |  |  |  |  | 75.7342
|  | Direct Resource Cost |  |  |  |  | 321.8702
|  | Transport / Carriage | 5% of materials |  |  |  | 11.9397 | Adjust for haul distance
|  | Small Tools, Water & Sundries | 2.5% of labour + plant |  |  |  | 2.0769 | Traditional allowance
|  | PRIME COST |  |  |  |  | 335.8868
|  | Contractor Overheads | 10% |  |  |  | 33.5887 | Editable allowance
|  | Contractor Profit | 10% |  |  |  | 36.9475 | Editable allowance
|  | RATE PER BOQ UNIT | wk |  |  |  | 406.423 | Excluding VAT
Note | Quantities are standard estimating constants and must be adjusted for specification, method, location and supplier quotations.
DETAILED RATE ANALYSIS — EAST AFRICAN QS FORMAT
Module / Ref | MODULE 0 | 7.1 | [5 empty] | MODULE 0¦7.1
BOQ Item | Provide occupational-health and biosecurity measures
Unit | wk | Pricing basis | Nairobi, Kenya — Sep 2026 | Currency | USD | VAT | Excluded
No. | Code | Resource Description | Category | Qty / BOQ Unit | Resource Unit | Rate (USD) | Amount (USD) | Remarks
1 | MAT-108 | PPE and site-safety consumables | Material | 1 | set | 40.5719 | 40.5719 | Specific East African resource constant
2 | MAT-109 | Fire extinguisher and fire-point equipment | Material | 0.05 | nr | 95.5178 | 4.7759 | Specific East African resource constant
3 | LAB-014 | Site foreman / ganger | Labour | 2 | hr | 2.7048 | 5.4096 | Specific East African resource constant
4 | LAB-002 | General labourer | Labour | 1 | hr | 0.7728 | 0.7728 | Specific East African resource constant
5 | PLT-016 | Small tools & consumables (allowance) | Plant & Tools | 0.2 | hr | 0.5796 | 0.11592 | Specific East African resource constant
6 | SUB-020 | Statutory authority / permit fee allowance | Subcontractor | 0 | item | 579.5981 | 0 | Verify local quotation / authority charge
USER ADD |  | Add another resource code in column B | [5 empty] | USER INPUT — choose a PRICES DATABANK Code and enter Qty / BOQ Unit
|  | Materials Total |  |  |  |  | 45.3478
|  | Labour Total |  |  |  |  | 6.1824
|  | Plant & Subcontract Total |  |  |  |  | 0.11592
|  | Direct Resource Cost |  |  |  |  | 51.6461
|  | Transport / Carriage | 5% of materials |  |  |  | 2.2674 | Adjust for haul distance
|  | Small Tools, Water & Sundries | 2.5% of labour + plant |  |  |  | 0.15746 | Traditional allowance
|  | PRIME COST |  |  |  |  | 54.0709
|  | Contractor Overheads | 10% |  |  |  | 5.4071 | Editable allowance
|  | Contractor Profit | 10% |  |  |  | 5.9478 | Editable allowance
|  | RATE PER BOQ UNIT | wk |  |  |  | 65.4258 | Excluding VAT
Note | Quantities are standard estimating constants and must be adjusted for specification, method, location and supplier quotations.
DETAILED RATE ANALYSIS — EAST AFRICAN QS FORMAT
Module / Ref | MODULE 0 | 8.01 | [5 empty] | MODULE 0¦8.01
BOQ Item | Design, provide and adapt temporary works (props, shoring, needling)
Unit | item | Pricing basis | Nairobi, Kenya — Sep 2026 | Currency | USD | VAT | Excluded
No. | Code | Resource Description | Category | Qty / BOQ Unit | Resource Unit | Rate (USD) | Amount (USD) | Remarks
1 | MAT-112 | Temporary shoring/props system | Material | 1 | item | 2028.5935 | 2028.5935 | Specific East African resource constant
2 | MAT-014 | Timber, softwood | Material | 0.2 | m³ | 527.4343 | 105.4869 | Specific East African resource constant
3 | LAB-005 | Carpenter / joiner | Labour | 16 | hr | 1.7388 | 27.8207 | Specific East African resource constant
4 | LAB-002 | General labourer | Labour | 12 | hr | 0.7728 | 9.2736 | Specific East African resource constant
5 | PLT-007 | Mobile crane, 25t | Plant & Tools | 0.1 | day | 1062.5966 | 106.2597 | Specific East African resource constant
6 | SUB-021 | Surveying / monitoring service | Subcontractor | 0.05 | item | 927.357 | 46.3679 | Verify local quotation / authority charge
USER ADD |  | Add another resource code in column B | [5 empty] | USER INPUT — choose a PRICES DATABANK Code and enter Qty / BOQ Unit
|  | Materials Total |  |  |  |  | 2134.0804
|  | Labour Total |  |  |  |  | 37.0943
|  | Plant & Subcontract Total |  |  |  |  | 152.6275
|  | Direct Resource Cost |  |  |  |  | 2323.8022
|  | Transport / Carriage | 5% of materials |  |  |  | 106.704 | Adjust for haul distance
|  | Small Tools, Water & Sundries | 2.5% of labour + plant |  |  |  | 4.743 | Traditional allowance
|  | PRIME COST |  |  |  |  | 2435.2492
|  | Contractor Overheads | 10% |  |  |  | 243.5249 | Editable allowance
|  | Contractor Profit | 10% |  |  |  | 267.8774 | Editable allowance
|  | RATE PER BOQ UNIT | item |  |  |  | 2946.6516 | Excluding VAT
Note | Quantities are standard estimating constants and must be adjusted for specification, method, location and supplier quotations.
DETAILED RATE ANALYSIS — EAST AFRICAN QS FORMAT
Module / Ref | MODULE 0 | 8.02 | [5 empty] | MODULE 0¦8.02
BOQ Item | Provide and maintain external scaffolding
Unit | m² | Pricing basis | Nairobi, Kenya — Sep 2026 | Currency | USD | VAT | Excluded
No. | Code | Resource Description | Category | Qty / BOQ Unit | Resource Unit | Rate (USD) | Amount (USD) | Remarks
1 | PLT-015 | Scaffold, erected | Plant & Tools | 1 | m² | 6.5688 | 6.5688 | Specific East African resource constant
2 | MAT-002 | Ancillary fittings, supports, fixings and connection materials | Material | 0.05 | item | 40.5719 | 2.0286 | Specific East African resource constant
3 | LAB-016 | Scaffolder | Labour | 0.4 | hr | 1.5456 | 0.61824 | Specific East African resource constant
4 | LAB-002 | General labourer | Labour | 0.2 | hr | 0.7728 | 0.15456 | Specific East African resource constant
5 | PLT-009 | Mobile access tower | Plant & Tools | 0.02 | week | 92.7357 | 1.8547 | Specific East African resource constant
6 | SUB-001 | Testing / commissioning allowance | Subcontractor | 0 | item | 193.1994 | 0 | Verify local quotation / authority charge
USER ADD |  | Add another resource code in column B | [5 empty] | USER INPUT — choose a PRICES DATABANK Code and enter Qty / BOQ Unit
|  | Materials Total |  |  |  |  | 2.0286
|  | Labour Total |  |  |  |  | 0.7728
|  | Plant & Subcontract Total |  |  |  |  | 8.4235
|  | Direct Resource Cost |  |  |  |  | 11.2249
|  | Transport / Carriage | 5% of materials |  |  |  | 0.10143 | Adjust for haul distance
|  | Small Tools, Water & Sundries | 2.5% of labour + plant |  |  |  | 0.22991 | Traditional allowance
|  | PRIME COST |  |  |  |  | 11.5562
|  | Contractor Overheads | 10% |  |  |  | 1.1556 | Editable allowance
|  | Contractor Profit | 10% |  |  |  | 1.2712 | Editable allowance
|  | RATE PER BOQ UNIT | m² |  |  |  | 13.983 | Excluding VAT
Note | Quantities are standard estimating constants and must be adjusted for specification, method, location and supplier quotations.
DETAILED RATE ANALYSIS — EAST AFRICAN QS FORMAT
Module / Ref | MODULE 0 | 8.03 | [5 empty] | MODULE 0¦8.03
BOQ Item | Provide scaffold alterations, adaptations and hoists
Unit | wk | Pricing basis | Nairobi, Kenya — Sep 2026 | Currency | USD | VAT | Excluded
No. | Code | Resource Description | Category | Qty / BOQ Unit | Resource Unit | Rate (USD) | Amount (USD) | Remarks
1 | PLT-015 | Scaffold, erected | Plant & Tools | 10 | m² | 6.5688 | 65.6878 | Specific East African resource constant
2 | MAT-002 | Ancillary fittings, supports, fixings and connection materials | Material | 0.05 | item | 40.5719 | 2.0286 | Specific East African resource constant
3 | LAB-016 | Scaffolder | Labour | 8 | hr | 1.5456 | 12.3648 | Specific East African resource constant
4 | LAB-002 | General labourer | Labour | 4 | hr | 0.7728 | 3.0912 | Specific East African resource constant
5 | PLT-009 | Mobile access tower | Plant & Tools | 0.02 | week | 92.7357 | 1.8547 | Specific East African resource constant
6 | SUB-001 | Testing / commissioning allowance | Subcontractor | 0 | item | 193.1994 | 0 | Verify local quotation / authority charge
USER ADD |  | Add another resource code in column B | [5 empty] | USER INPUT — choose a PRICES DATABANK Code and enter Qty / BOQ Unit
|  | Materials Total |  |  |  |  | 2.0286
|  | Labour Total |  |  |  |  | 15.456
|  | Plant & Subcontract Total |  |  |  |  | 67.5425
|  | Direct Resource Cost |  |  |  |  | 85.027
|  | Transport / Carriage | 5% of materials |  |  |  | 0.10143 | Adjust for haul distance
|  | Small Tools, Water & Sundries | 2.5% of labour + plant |  |  |  | 2.075 | Traditional allowance
|  | PRIME COST |  |  |  |  | 87.2034
|  | Contractor Overheads | 10% |  |  |  | 8.7203 | Editable allowance
|  | Contractor Profit | 10% |  |  |  | 9.5924 | Editable allowance
|  | RATE PER BOQ UNIT | wk |  |  |  | 105.5162 | Excluding VAT
Note | Quantities are standard estimating constants and must be adjusted for specification, method, location and supplier quotations.
DETAILED RATE ANALYSIS — EAST AFRICAN QS FORMAT
Module / Ref | MODULE 0 | 8.04 | [5 empty] | MODULE 0¦8.04
BOQ Item | Provide birdcage / internal scaffolding and access towers
Unit | m² | Pricing basis | Nairobi, Kenya — Sep 2026 | Currency | USD | VAT | Excluded
No. | Code | Resource Description | Category | Qty / BOQ Unit | Resource Unit | Rate (USD) | Amount (USD) | Remarks
1 | PLT-015 | Scaffold, erected | Plant & Tools | 1 | m² | 6.5688 | 6.5688 | Specific East African resource constant
2 | MAT-002 | Ancillary fittings, supports, fixings and connection materials | Material | 0.05 | item | 40.5719 | 2.0286 | Specific East African resource constant
3 | LAB-016 | Scaffolder | Labour | 0.4 | hr | 1.5456 | 0.61824 | Specific East African resource constant
4 | LAB-002 | General labourer | Labour | 0.2 | hr | 0.7728 | 0.15456 | Specific East African resource constant
5 | PLT-009 | Mobile access tower | Plant & Tools | 0.02 | week | 92.7357 | 1.8547 | Specific East African resource constant
6 | SUB-001 | Testing / commissioning allowance | Subcontractor | 0 | item | 193.1994 | 0 | Verify local quotation / authority charge
USER ADD |  | Add another resource code in column B | [5 empty] | USER INPUT — choose a PRICES DATABANK Code and enter Qty / BOQ Unit
|  | Materials Total |  |  |  |  | 2.0286
|  | Labour Total |  |  |  |  | 0.7728
|  | Plant & Subcontract Total |  |  |  |  | 8.4235
|  | Direct Resource Cost |  |  |  |  | 11.2249
|  | Transport / Carriage | 5% of materials |  |  |  | 0.10143 | Adjust for haul distance
|  | Small Tools, Water & Sundries | 2.5% of labour + plant |  |  |  | 0.22991 | Traditional allowance
|  | PRIME COST |  |  |  |  | 11.5562
|  | Contractor Overheads | 10% |  |  |  | 1.1556 | Editable allowance
|  | Contractor Profit | 10% |  |  |  | 1.2712 | Editable allowance
|  | RATE PER BOQ UNIT | m² |  |  |  | 13.983 | Excluding VAT
Note | Quantities are standard estimating constants and must be adjusted for specification, method, location and supplier quotations.
DETAILED RATE ANALYSIS — EAST AFRICAN QS FORMAT
Module / Ref | MODULE 0 | 8.05 | [5 empty] | MODULE 0¦8.05
BOQ Item | Provide temporary roofs, crash decks and protection screens
Unit | m² | Pricing basis | Nairobi, Kenya — Sep 2026 | Currency | USD | VAT | Excluded
No. | Code | Resource Description | Category | Qty / BOQ Unit | Resource Unit | Rate (USD) | Amount (USD) | Remarks
1 | MAT-030 | Prepainted roofing sheet | Material | 1.08 | m² | 8.3462 | 9.0139 | East African productivity / consumption constant
2 | MAT-014 | Timber, softwood | Material | 0.02 | m³ | 527.4343 | 10.5487 | East African productivity / consumption constant
3 | LAB-023 | Roofer | Labour | 0.5 | hr | 2.1252 | 1.0626 | East African productivity / consumption constant
4 | LAB-002 | General labourer | Labour | 0.25 | hr | 0.7728 | 0.1932 | East African productivity / consumption constant
5 | PLT-020 | Scissor lift / MEWP | Plant & Tools | 0.01 | day | 154.5595 | 1.5456 | East African productivity / consumption constant
6 | SUB-004 | Roofing package | Subcontractor | 0.2 | m² | 34.7759 | 6.9552 | Verify supplier/subcontract quotation
USER ADD |  | Add another resource code in column B | [5 empty] | USER INPUT — choose a PRICES DATABANK Code and enter Qty / BOQ Unit
|  | Materials Total |  |  |  |  | 19.5626
|  | Labour Total |  |  |  |  | 1.2558
|  | Plant & Subcontract Total |  |  |  |  | 8.5008
|  | Direct Resource Cost |  |  |  |  | 29.3192
|  | Transport / Carriage | 5% of materials |  |  |  | 0.97813 | Adjust for haul distance
|  | Small Tools, Water & Sundries | 2.5% of labour + plant |  |  |  | 0.24391 | Traditional allowance
|  | PRIME COST |  |  |  |  | 30.5412
|  | Contractor Overheads | 10% |  |  |  | 3.0541 | Editable allowance
|  | Contractor Profit | 10% |  |  |  | 3.3595 | Editable allowance
|  | RATE PER BOQ UNIT | m² |  |  |  | 36.9549 | Excluding VAT
Note | Quantities are standard estimating constants and must be adjusted for specification, method, location and supplier quotations.
DETAILED RATE ANALYSIS — EAST AFRICAN QS FORMAT
Module / Ref | MODULE 0 | 8.06 | [5 empty] | MODULE 0¦8.06
BOQ Item | Provide temporary ramps, stairs, walkways and edge protection
Unit | m | Pricing basis | Nairobi, Kenya — Sep 2026 | Currency | USD | VAT | Excluded
No. | Code | Resource Description | Category | Qty / BOQ Unit | Resource Unit | Rate (USD) | Amount (USD) | Remarks
1 | MAT-111 | Site hoarding complete | Material | 1 | m | 52.7434 | 52.7434 | Specific East African resource constant
2 | MAT-014 | Timber, softwood | Material | 0.02 | m³ | 527.4343 | 10.5487 | Specific East African resource constant
3 | LAB-021 | Welder / fabricator | Labour | 0.3 | hr | 2.7048 | 0.81144 | Specific East African resource constant
4 | LAB-002 | General labourer | Labour | 0.3 | hr | 0.7728 | 0.23184 | Specific East African resource constant
5 | PLT-017 | Welding set | Plant & Tools | 0.01 | day | 46.3679 | 0.46368 | Specific East African resource constant
6 | SUB-001 | Testing / commissioning allowance | Subcontractor | 0 | item | 193.1994 | 0 | Verify local quotation / authority charge
USER ADD |  | Add another resource code in column B | [5 empty] | USER INPUT — choose a PRICES DATABANK Code and enter Qty / BOQ Unit
|  | Materials Total |  |  |  |  | 63.2921
|  | Labour Total |  |  |  |  | 1.0433
|  | Plant & Subcontract Total |  |  |  |  | 0.46368
|  | Direct Resource Cost |  |  |  |  | 64.7991
|  | Transport / Carriage | 5% of materials |  |  |  | 3.1646 | Adjust for haul distance
|  | Small Tools, Water & Sundries | 2.5% of labour + plant |  |  |  | 0.037674 | Traditional allowance
|  | PRIME COST |  |  |  |  | 68.0014
|  | Contractor Overheads | 10% |  |  |  | 6.8001 | Editable allowance
|  | Contractor Profit | 10% |  |  |  | 7.4801 | Editable allowance
|  | RATE PER BOQ UNIT | m |  |  |  | 82.2816 | Excluding VAT
Note | Quantities are standard estimating constants and must be adjusted for specification, method, location and supplier quotations.
DETAILED RATE ANALYSIS — EAST AFRICAN QS FORMAT
Module / Ref | MODULE 0 | 8.07 | [5 empty] | MODULE 0¦8.07
BOQ Item | Provide temporary roads, crossings and site hardstanding
Unit | m² | Pricing basis | Nairobi, Kenya — Sep 2026 | Currency | USD | VAT | Excluded
No. | Code | Resource Description | Category | Qty / BOQ Unit | Resource Unit | Rate (USD) | Amount (USD) | Remarks
1 | MAT-029 | Hardcore / murram fill | Material | 0.15 | m³ | 18.3617 | 2.7543 | Specific East African resource constant
2 | MAT-090 | Concrete paving blocks | Material | 0.2 | m² | 15.0232 | 3.0046 | Specific East African resource constant
3 | LAB-002 | General labourer | Labour | 0.3 | hr | 0.7728 | 0.23184 | Specific East African resource constant
4 | LAB-014 | Site foreman / ganger | Labour | 0.03 | hr | 2.7048 | 0.081144 | Specific East African resource constant
5 | PLT-014 | Compaction plate | Plant & Tools | 0.02 | day | 46.3679 | 0.92736 | Specific East African resource constant
6 | PLT-006 | Dumper, 3t | Plant & Tools | 0.02 | day | 142.9675 | 2.8594 | Specific East African resource constant
USER ADD |  | Add another resource code in column B | [5 empty] | USER INPUT — choose a PRICES DATABANK Code and enter Qty / BOQ Unit
|  | Materials Total |  |  |  |  | 5.7589
|  | Labour Total |  |  |  |  | 0.31298
|  | Plant & Subcontract Total |  |  |  |  | 3.7867
|  | Direct Resource Cost |  |  |  |  | 9.8586
|  | Transport / Carriage | 5% of materials |  |  |  | 0.28794 | Adjust for haul distance
|  | Small Tools, Water & Sundries | 2.5% of labour + plant |  |  |  | 0.10249 | Traditional allowance
|  | PRIME COST |  |  |  |  | 10.249
|  | Contractor Overheads | 10% |  |  |  | 1.0249 | Editable allowance
|  | Contractor Profit | 10% |  |  |  | 1.1274 | Editable allowance
|  | RATE PER BOQ UNIT | m² |  |  |  | 12.4013 | Excluding VAT
Note | Quantities are standard estimating constants and must be adjusted for specification, method, location and supplier quotations.
DETAILED RATE ANALYSIS — EAST AFRICAN QS FORMAT
Module / Ref | MODULE 0 | 8.08 | [5 empty] | MODULE 0¦8.08
BOQ Item | Provide ground protection, trackway and mats
Unit | m² | Pricing basis | Nairobi, Kenya — Sep 2026 | Currency | USD | VAT | Excluded
No. | Code | Resource Description | Category | Qty / BOQ Unit | Resource Unit | Rate (USD) | Amount (USD) | Remarks
1 | MAT-029 | Hardcore / murram fill | Material | 0.15 | m³ | 18.3617 | 2.7543 | Specific East African resource constant
2 | MAT-090 | Concrete paving blocks | Material | 0.2 | m² | 15.0232 | 3.0046 | Specific East African resource constant
3 | LAB-002 | General labourer | Labour | 0.3 | hr | 0.7728 | 0.23184 | Specific East African resource constant
4 | LAB-014 | Site foreman / ganger | Labour | 0.03 | hr | 2.7048 | 0.081144 | Specific East African resource constant
5 | PLT-014 | Compaction plate | Plant & Tools | 0.02 | day | 46.3679 | 0.92736 | Specific East African resource constant
6 | PLT-006 | Dumper, 3t | Plant & Tools | 0.02 | day | 142.9675 | 2.8594 | Specific East African resource constant
USER ADD |  | Add another resource code in column B | [5 empty] | USER INPUT — choose a PRICES DATABANK Code and enter Qty / BOQ Unit
|  | Materials Total |  |  |  |  | 5.7589
|  | Labour Total |  |  |  |  | 0.31298
|  | Plant & Subcontract Total |  |  |  |  | 3.7867
|  | Direct Resource Cost |  |  |  |  | 9.8586
|  | Transport / Carriage | 5% of materials |  |  |  | 0.28794 | Adjust for haul distance
|  | Small Tools, Water & Sundries | 2.5% of labour + plant |  |  |  | 0.10249 | Traditional allowance
|  | PRIME COST |  |  |  |  | 10.249
|  | Contractor Overheads | 10% |  |  |  | 1.0249 | Editable allowance
|  | Contractor Profit | 10% |  |  |  | 1.1274 | Editable allowance
|  | RATE PER BOQ UNIT | m² |  |  |  | 12.4013 | Excluding VAT
Note | Quantities are standard estimating constants and must be adjusted for specification, method, location and supplier quotations.
DETAILED RATE ANALYSIS — EAST AFRICAN QS FORMAT
Module / Ref | MODULE 0 | 8.09 | [5 empty] | MODULE 0¦8.09
BOQ Item | Provide dewatering, pumping and groundwater control
Unit | wk | Pricing basis | Nairobi, Kenya — Sep 2026 | Currency | USD | VAT | Excluded
No. | Code | Resource Description | Category | Qty / BOQ Unit | Resource Unit | Rate (USD) | Amount (USD) | Remarks
1 | PLT-013 | Dewatering pump | Plant & Tools | 1 | day | 61.8238 | 61.8238 | Specific East African resource constant
2 | MAT-021 | PVC pipe, 110mm | Material | 5 | m | 3.4486 | 17.243 | Specific East African resource constant
3 | LAB-011 | Plumber | Labour | 4 | hr | 2.3184 | 9.2736 | Specific East African resource constant
4 | LAB-002 | General labourer | Labour | 4 | hr | 0.7728 | 3.0912 | Specific East African resource constant
5 | PLT-010 | Diesel generator | Plant & Tools | 0.1 | day | 115.9196 | 11.592 | Specific East African resource constant
6 | SUB-005 | Mechanical / HVAC installation | Subcontractor | 0.02 | item | 5795.9815 | 115.9196 | Verify local quotation / authority charge
USER ADD |  | Add another resource code in column B | [5 empty] | USER INPUT — choose a PRICES DATABANK Code and enter Qty / BOQ Unit
|  | Materials Total |  |  |  |  | 17.243
|  | Labour Total |  |  |  |  | 12.3648
|  | Plant & Subcontract Total |  |  |  |  | 189.3354
|  | Direct Resource Cost |  |  |  |  | 218.9432
|  | Transport / Carriage | 5% of materials |  |  |  | 0.86215 | Adjust for haul distance
|  | Small Tools, Water & Sundries | 2.5% of labour + plant |  |  |  | 5.0425 | Traditional allowance
|  | PRIME COST |  |  |  |  | 224.8479
|  | Contractor Overheads | 10% |  |  |  | 22.4848 | Editable allowance
|  | Contractor Profit | 10% |  |  |  | 24.7333 | Editable allowance
|  | RATE PER BOQ UNIT | wk |  |  |  | 272.0659 | Excluding VAT
Note | Quantities are standard estimating constants and must be adjusted for specification, method, location and supplier quotations.
DETAILED RATE ANALYSIS — EAST AFRICAN QS FORMAT
Module / Ref | MODULE 0 | 9.01 | [5 empty] | MODULE 0¦9.01
BOQ Item | Provide tower crane, including erection, hire and dismantling
Unit | wk | Pricing basis | Nairobi, Kenya — Sep 2026 | Currency | USD | VAT | Excluded
No. | Code | Resource Description | Category | Qty / BOQ Unit | Resource Unit | Rate (USD) | Amount (USD) | Remarks
1 | PLT-008 | Tower crane | Plant & Tools | 1 | week | 3477.5889 | 3477.5889 | Specific East African resource constant
2 | MAT-108 | PPE and site-safety consumables | Material | 0.05 | set | 40.5719 | 2.0286 | Specific East African resource constant
3 | LAB-014 | Site foreman / ganger | Labour | 8 | hr | 2.7048 | 21.6383 | Specific East African resource constant
4 | LAB-002 | General labourer | Labour | 2 | hr | 0.7728 | 1.5456 | Specific East African resource constant
5 | PLT-010 | Diesel generator | Plant & Tools | 0.2 | day | 115.9196 | 23.1839 | Specific East African resource constant
6 | SUB-001 | Testing / commissioning allowance | Subcontractor | 0 | item | 193.1994 | 0 | Verify local quotation / authority charge
USER ADD |  | Add another resource code in column B | [5 empty] | USER INPUT — choose a PRICES DATABANK Code and enter Qty / BOQ Unit
|  | Materials Total |  |  |  |  | 2.0286
|  | Labour Total |  |  |  |  | 23.1839
|  | Plant & Subcontract Total |  |  |  |  | 3500.7728
|  | Direct Resource Cost |  |  |  |  | 3525.9853
|  | Transport / Carriage | 5% of materials |  |  |  | 0.10143 | Adjust for haul distance
|  | Small Tools, Water & Sundries | 2.5% of labour + plant |  |  |  | 88.0989 | Traditional allowance
|  | PRIME COST |  |  |  |  | 3614.1857
|  | Contractor Overheads | 10% |  |  |  | 361.4186 | Editable allowance
|  | Contractor Profit | 10% |  |  |  | 397.5604 | Editable allowance
|  | RATE PER BOQ UNIT | wk |  |  |  | 4373.1647 | Excluding VAT
Note | Quantities are standard estimating constants and must be adjusted for specification, method, location and supplier quotations.
DETAILED RATE ANALYSIS — EAST AFRICAN QS FORMAT
Module / Ref | MODULE 0 | 9.02 | [5 empty] | MODULE 0¦9.02
BOQ Item | Provide mobile crane and appointed-person lifts
Unit | nr | Pricing basis | Nairobi, Kenya — Sep 2026 | Currency | USD | VAT | Excluded
No. | Code | Resource Description | Category | Qty / BOQ Unit | Resource Unit | Rate (USD) | Amount (USD) | Remarks
1 | MAT-086 | Lift equipment package | Material | 1 | nr | 50734.1577 | 50734.1577 | East African productivity / consumption constant
2 | MAT-002 | Ancillary fittings, supports, fixings and connection materials | Material | 2 | item | 40.5719 | 81.1437 | East African productivity / consumption constant
3 | LAB-020 | Lift installation technician | Labour | 80 | hr | 3.381 | 270.4791 | East African productivity / consumption constant
4 | LAB-002 | General labourer | Labour | 30 | hr | 0.7728 | 23.1839 | East African productivity / consumption constant
5 | PLT-007 | Mobile crane, 25t | Plant & Tools | 2 | day | 1062.5966 | 2125.1932 | East African productivity / consumption constant
6 | SUB-008 | Lift installation | Subcontractor | 0.1 | nr | 57959.8145 | 5795.9815 | Verify supplier/subcontract quotation
USER ADD |  | Add another resource code in column B | [5 empty] | USER INPUT — choose a PRICES DATABANK Code and enter Qty / BOQ Unit
|  | Materials Total |  |  |  |  | 50815.3014
|  | Labour Total |  |  |  |  | 293.6631
|  | Plant & Subcontract Total |  |  |  |  | 7921.1747
|  | Direct Resource Cost |  |  |  |  | 59030.1391
|  | Transport / Carriage | 5% of materials |  |  |  | 2540.7651 | Adjust for haul distance
|  | Small Tools, Water & Sundries | 2.5% of labour + plant |  |  |  | 205.3709 | Traditional allowance
|  | PRIME COST |  |  |  |  | 61776.2751
|  | Contractor Overheads | 10% |  |  |  | 6177.6275 | Editable allowance
|  | Contractor Profit | 10% |  |  |  | 6795.3903 | Editable allowance
|  | RATE PER BOQ UNIT | nr |  |  |  | 74749.2929 | Excluding VAT
Note | Quantities are standard estimating constants and must be adjusted for specification, method, location and supplier quotations.
DETAILED RATE ANALYSIS — EAST AFRICAN QS FORMAT
Module / Ref | MODULE 0 | 9.03 | [5 empty] | MODULE 0¦9.03
BOQ Item | Provide passenger / goods hoists and mast climbers
Unit | wk | Pricing basis | Nairobi, Kenya — Sep 2026 | Currency | USD | VAT | Excluded
No. | Code | Resource Description | Category | Qty / BOQ Unit | Resource Unit | Rate (USD) | Amount (USD) | Remarks
1 | PLT-020 | Scissor lift / MEWP | Plant & Tools | 1 | day | 154.5595 | 154.5595 | Specific East African resource constant
2 | MAT-108 | PPE and site-safety consumables | Material | 0.05 | set | 40.5719 | 2.0286 | Specific East African resource constant
3 | LAB-014 | Site foreman / ganger | Labour | 8 | hr | 2.7048 | 21.6383 | Specific East African resource constant
4 | LAB-002 | General labourer | Labour | 2 | hr | 0.7728 | 1.5456 | Specific East African resource constant
5 | PLT-010 | Diesel generator | Plant & Tools | 0.1 | day | 115.9196 | 11.592 | Specific East African resource constant
6 | SUB-001 | Testing / commissioning allowance | Subcontractor | 0 | item | 193.1994 | 0 | Verify local quotation / authority charge
USER ADD |  | Add another resource code in column B | [5 empty] | USER INPUT — choose a PRICES DATABANK Code and enter Qty / BOQ Unit
|  | Materials Total |  |  |  |  | 2.0286
|  | Labour Total |  |  |  |  | 23.1839
|  | Plant & Subcontract Total |  |  |  |  | 166.1515
|  | Direct Resource Cost |  |  |  |  | 191.364
|  | Transport / Carriage | 5% of materials |  |  |  | 0.10143 | Adjust for haul distance
|  | Small Tools, Water & Sundries | 2.5% of labour + plant |  |  |  | 4.7334 | Traditional allowance
|  | PRIME COST |  |  |  |  | 196.1988
|  | Contractor Overheads | 10% |  |  |  | 19.6199 | Editable allowance
|  | Contractor Profit | 10% |  |  |  | 21.5819 | Editable allowance
|  | RATE PER BOQ UNIT | wk |  |  |  | 237.4006 | Excluding VAT
Note | Quantities are standard estimating constants and must be adjusted for specification, method, location and supplier quotations.
DETAILED RATE ANALYSIS — EAST AFRICAN QS FORMAT
Module / Ref | MODULE 0 | 9.04 | [5 empty] | MODULE 0¦9.04
BOQ Item | Provide telehandlers, forklifts and rough-terrain plant
Unit | wk | Pricing basis | Nairobi, Kenya — Sep 2026 | Currency | USD | VAT | Excluded
No. | Code | Resource Description | Category | Qty / BOQ Unit | Resource Unit | Rate (USD) | Amount (USD) | Remarks
1 | PLT-020 | Scissor lift / MEWP | Plant & Tools | 1 | day | 154.5595 | 154.5595 | Specific East African resource constant
2 | MAT-108 | PPE and site-safety consumables | Material | 0.05 | set | 40.5719 | 2.0286 | Specific East African resource constant
3 | LAB-014 | Site foreman / ganger | Labour | 8 | hr | 2.7048 | 21.6383 | Specific East African resource constant
4 | LAB-002 | General labourer | Labour | 2 | hr | 0.7728 | 1.5456 | Specific East African resource constant
5 | PLT-010 | Diesel generator | Plant & Tools | 0.1 | day | 115.9196 | 11.592 | Specific East African resource constant
6 | SUB-001 | Testing / commissioning allowance | Subcontractor | 0 | item | 193.1994 | 0 | Verify local quotation / authority charge
USER ADD |  | Add another resource code in column B | [5 empty] | USER INPUT — choose a PRICES DATABANK Code and enter Qty / BOQ Unit
|  | Materials Total |  |  |  |  | 2.0286
|  | Labour Total |  |  |  |  | 23.1839
|  | Plant & Subcontract Total |  |  |  |  | 166.1515
|  | Direct Resource Cost |  |  |  |  | 191.364
|  | Transport / Carriage | 5% of materials |  |  |  | 0.10143 | Adjust for haul distance
|  | Small Tools, Water & Sundries | 2.5% of labour + plant |  |  |  | 4.7334 | Traditional allowance
|  | PRIME COST |  |  |  |  | 196.1988
|  | Contractor Overheads | 10% |  |  |  | 19.6199 | Editable allowance
|  | Contractor Profit | 10% |  |  |  | 21.5819 | Editable allowance
|  | RATE PER BOQ UNIT | wk |  |  |  | 237.4006 | Excluding VAT
Note | Quantities are standard estimating constants and must be adjusted for specification, method, location and supplier quotations.
DETAILED RATE ANALYSIS — EAST AFRICAN QS FORMAT
Module / Ref | MODULE 0 | 9.05 | [5 empty] | MODULE 0¦9.05
BOQ Item | Provide mobile elevating work platforms (MEWPs)
Unit | wk | Pricing basis | Nairobi, Kenya — Sep 2026 | Currency | USD | VAT | Excluded
No. | Code | Resource Description | Category | Qty / BOQ Unit | Resource Unit | Rate (USD) | Amount (USD) | Remarks
1 | PLT-020 | Scissor lift / MEWP | Plant & Tools | 1 | day | 154.5595 | 154.5595 | Specific East African resource constant
2 | MAT-108 | PPE and site-safety consumables | Material | 0.05 | set | 40.5719 | 2.0286 | Specific East African resource constant
3 | LAB-014 | Site foreman / ganger | Labour | 8 | hr | 2.7048 | 21.6383 | Specific East African resource constant
4 | LAB-002 | General labourer | Labour | 2 | hr | 0.7728 | 1.5456 | Specific East African resource constant
5 | PLT-010 | Diesel generator | Plant & Tools | 0.1 | day | 115.9196 | 11.592 | Specific East African resource constant
6 | SUB-001 | Testing / commissioning allowance | Subcontractor | 0 | item | 193.1994 | 0 | Verify local quotation / authority charge
USER ADD |  | Add another resource code in column B | [5 empty] | USER INPUT — choose a PRICES DATABANK Code and enter Qty / BOQ Unit
|  | Materials Total |  |  |  |  | 2.0286
|  | Labour Total |  |  |  |  | 23.1839
|  | Plant & Subcontract Total |  |  |  |  | 166.1515
|  | Direct Resource Cost |  |  |  |  | 191.364
|  | Transport / Carriage | 5% of materials |  |  |  | 0.10143 | Adjust for haul distance
|  | Small Tools, Water & Sundries | 2.5% of labour + plant |  |  |  | 4.7334 | Traditional allowance
|  | PRIME COST |  |  |  |  | 196.1988
|  | Contractor Overheads | 10% |  |  |  | 19.6199 | Editable allowance
|  | Contractor Profit | 10% |  |  |  | 21.5819 | Editable allowance
|  | RATE PER BOQ UNIT | wk |  |  |  | 237.4006 | Excluding VAT
Note | Quantities are standard estimating constants and must be adjusted for specification, method, location and supplier quotations.
DETAILED RATE ANALYSIS — EAST AFRICAN QS FORMAT
Module / Ref | MODULE 0 | 9.06 | [5 empty] | MODULE 0¦9.06
BOQ Item | Provide excavators, dumpers and earthmoving plant
Unit | wk | Pricing basis | Nairobi, Kenya — Sep 2026 | Currency | USD | VAT | Excluded
No. | Code | Resource Description | Category | Qty / BOQ Unit | Resource Unit | Rate (USD) | Amount (USD) | Remarks
1 | PLT-005 | Excavator, tracked 13t | Plant & Tools | 0.5 | day | 282.0711 | 141.0355 | Specific East African resource constant
2 | PLT-006 | Dumper, 3t | Plant & Tools | 0.5 | day | 142.9675 | 71.4838 | Specific East African resource constant
3 | LAB-014 | Site foreman / ganger | Labour | 8 | hr | 2.7048 | 21.6383 | Specific East African resource constant
4 | LAB-002 | General labourer | Labour | 2 | hr | 0.7728 | 1.5456 | Specific East African resource constant
5 | PLT-010 | Diesel generator | Plant & Tools | 0.2 | day | 115.9196 | 23.1839 | Specific East African resource constant
6 | SUB-001 | Testing / commissioning allowance | Subcontractor | 0 | item | 193.1994 | 0 | Verify local quotation / authority charge
USER ADD |  | Add another resource code in column B | [5 empty] | USER INPUT — choose a PRICES DATABANK Code and enter Qty / BOQ Unit
|  | Materials Total |  |  |  |  | 0
|  | Labour Total |  |  |  |  | 23.1839
|  | Plant & Subcontract Total |  |  |  |  | 235.7032
|  | Direct Resource Cost |  |  |  |  | 258.8872
|  | Transport / Carriage | 5% of materials |  |  |  | 0 | Adjust for haul distance
|  | Small Tools, Water & Sundries | 2.5% of labour + plant |  |  |  | 6.4722 | Traditional allowance
|  | PRIME COST |  |  |  |  | 265.3594
|  | Contractor Overheads | 10% |  |  |  | 26.5359 | Editable allowance
|  | Contractor Profit | 10% |  |  |  | 29.1895 | Editable allowance
|  | RATE PER BOQ UNIT | wk |  |  |  | 321.0848 | Excluding VAT
Note | Quantities are standard estimating constants and must be adjusted for specification, method, location and supplier quotations.
DETAILED RATE ANALYSIS — EAST AFRICAN QS FORMAT
Module / Ref | MODULE 0 | 9.07 | [5 empty] | MODULE 0¦9.07
BOQ Item | Provide generators, compressors and welfare power
Unit | wk | Pricing basis | Nairobi, Kenya — Sep 2026 | Currency | USD | VAT | Excluded
No. | Code | Resource Description | Category | Qty / BOQ Unit | Resource Unit | Rate (USD) | Amount (USD) | Remarks
1 | MAT-107 | Temporary office/welfare unit hire | Material | 1 | wk | 193.1994 | 193.1994 | Specific East African resource constant
2 | MAT-100 | Loose furniture item | Material | 0.05 | nr | 278.5935 | 13.9297 | Specific East African resource constant
3 | LAB-005 | Carpenter / joiner | Labour | 2 | hr | 1.7388 | 3.4776 | Specific East African resource constant
4 | LAB-002 | General labourer | Labour | 2 | hr | 0.7728 | 1.5456 | Specific East African resource constant
5 | PLT-020 | Scissor lift / MEWP | Plant & Tools | 0.02 | day | 154.5595 | 3.0912 | Specific East African resource constant
6 | SUB-017 | Specialist joinery installation | Subcontractor | 0.03 | item | 1391.0355 | 41.7311 | Verify local quotation / authority charge
USER ADD |  | Add another resource code in column B | [5 empty] | USER INPUT — choose a PRICES DATABANK Code and enter Qty / BOQ Unit
|  | Materials Total |  |  |  |  | 207.1291
|  | Labour Total |  |  |  |  | 5.0232
|  | Plant & Subcontract Total |  |  |  |  | 44.8223
|  | Direct Resource Cost |  |  |  |  | 256.9745
|  | Transport / Carriage | 5% of materials |  |  |  | 10.3565 | Adjust for haul distance
|  | Small Tools, Water & Sundries | 2.5% of labour + plant |  |  |  | 1.2461 | Traditional allowance
|  | PRIME COST |  |  |  |  | 268.5771
|  | Contractor Overheads | 10% |  |  |  | 26.8577 | Editable allowance
|  | Contractor Profit | 10% |  |  |  | 29.5435 | Editable allowance
|  | RATE PER BOQ UNIT | wk |  |  |  | 324.9783 | Excluding VAT
Note | Quantities are standard estimating constants and must be adjusted for specification, method, location and supplier quotations.
DETAILED RATE ANALYSIS — EAST AFRICAN QS FORMAT
Module / Ref | MODULE 0 | 9.08 | [5 empty] | MODULE 0¦9.08
BOQ Item | Provide small tools, consumables and plant maintenance
Unit | wk | Pricing basis | Nairobi, Kenya — Sep 2026 | Currency | USD | VAT | Excluded
No. | Code | Resource Description | Category | Qty / BOQ Unit | Resource Unit | Rate (USD) | Amount (USD) | Remarks
1 | PLT-016 | Small tools & consumables (allowance) | Plant & Tools | 16 | hr | 0.5796 | 9.2736 | Specific East African resource constant
2 | PLT-010 | Diesel generator | Plant & Tools | 0.2 | day | 115.9196 | 23.1839 | Specific East African resource constant
3 | LAB-014 | Site foreman / ganger | Labour | 8 | hr | 2.7048 | 21.6383 | Specific East African resource constant
4 | LAB-002 | General labourer | Labour | 2 | hr | 0.7728 | 1.5456 | Specific East African resource constant
5 | MAT-002 | Ancillary fittings, supports, fixings and connection materials | Material | 0.1 | item | 40.5719 | 4.0572 | Specific East African resource constant
6 | SUB-001 | Testing / commissioning allowance | Subcontractor | 0 | item | 193.1994 | 0 | Verify local quotation / authority charge
USER ADD |  | Add another resource code in column B | [5 empty] | USER INPUT — choose a PRICES DATABANK Code and enter Qty / BOQ Unit
|  | Materials Total |  |  |  |  | 4.0572
|  | Labour Total |  |  |  |  | 23.1839
|  | Plant & Subcontract Total |  |  |  |  | 32.4575
|  | Direct Resource Cost |  |  |  |  | 59.6986
|  | Transport / Carriage | 5% of materials |  |  |  | 0.20286 | Adjust for haul distance
|  | Small Tools, Water & Sundries | 2.5% of labour + plant |  |  |  | 1.391 | Traditional allowance
|  | PRIME COST |  |  |  |  | 61.2925
|  | Contractor Overheads | 10% |  |  |  | 6.1293 | Editable allowance
|  | Contractor Profit | 10% |  |  |  | 6.7422 | Editable allowance
|  | RATE PER BOQ UNIT | wk |  |  |  | 74.1639 | Excluding VAT
Note | Quantities are standard estimating constants and must be adjusted for specification, method, location and supplier quotations.
DETAILED RATE ANALYSIS — EAST AFRICAN QS FORMAT
Module / Ref | MODULE 0 | 9.09 | [5 empty] | MODULE 0¦9.09
BOQ Item | Provide plant fuel, servicing and operators
Unit | wk | Pricing basis | Nairobi, Kenya — Sep 2026 | Currency | USD | VAT | Excluded
No. | Code | Resource Description | Category | Qty / BOQ Unit | Resource Unit | Rate (USD) | Amount (USD) | Remarks
1 | PLT-016 | Small tools & consumables (allowance) | Plant & Tools | 16 | hr | 0.5796 | 9.2736 | Specific East African resource constant
2 | PLT-010 | Diesel generator | Plant & Tools | 0.2 | day | 115.9196 | 23.1839 | Specific East African resource constant
3 | LAB-014 | Site foreman / ganger | Labour | 8 | hr | 2.7048 | 21.6383 | Specific East African resource constant
4 | LAB-002 | General labourer | Labour | 2 | hr | 0.7728 | 1.5456 | Specific East African resource constant
5 | MAT-002 | Ancillary fittings, supports, fixings and connection materials | Material | 0.1 | item | 40.5719 | 4.0572 | Specific East African resource constant
6 | SUB-001 | Testing / commissioning allowance | Subcontractor | 0 | item | 193.1994 | 0 | Verify local quotation / authority charge
USER ADD |  | Add another resource code in column B | [5 empty] | USER INPUT — choose a PRICES DATABANK Code and enter Qty / BOQ Unit
|  | Materials Total |  |  |  |  | 4.0572
|  | Labour Total |  |  |  |  | 23.1839
|  | Plant & Subcontract Total |  |  |  |  | 32.4575
|  | Direct Resource Cost |  |  |  |  | 59.6986
|  | Transport / Carriage | 5% of materials |  |  |  | 0.20286 | Adjust for haul distance
|  | Small Tools, Water & Sundries | 2.5% of labour + plant |  |  |  | 1.391 | Traditional allowance
|  | PRIME COST |  |  |  |  | 61.2925
|  | Contractor Overheads | 10% |  |  |  | 6.1293 | Editable allowance
|  | Contractor Profit | 10% |  |  |  | 6.7422 | Editable allowance
|  | RATE PER BOQ UNIT | wk |  |  |  | 74.1639 | Excluding VAT
Note | Quantities are standard estimating constants and must be adjusted for specification, method, location and supplier quotations.
DETAILED RATE ANALYSIS — EAST AFRICAN QS FORMAT
Module / Ref | MODULE 0 | 10.01 | [5 empty] | MODULE 0¦10.01
BOQ Item | Provide setting-out, gridlines and benchmark establishment
Unit | item | Pricing basis | Nairobi, Kenya — Sep 2026 | Currency | USD | VAT | Excluded
No. | Code | Resource Description | Category | Qty / BOQ Unit | Resource Unit | Rate (USD) | Amount (USD) | Remarks
1 | MAT-113 | Survey monitoring instrument/target | Material | 4 | nr | 119.3972 | 477.5889 | Specific East African resource constant
2 | MAT-002 | Ancillary fittings, supports, fixings and connection materials | Material | 0.05 | item | 40.5719 | 2.0286 | Specific East African resource constant
3 | LAB-015 | Site engineer / surveyor | Labour | 8 | hr | 3.864 | 30.9119 | Specific East African resource constant
4 | LAB-002 | General labourer | Labour | 2 | hr | 0.7728 | 1.5456 | Specific East African resource constant
5 | PLT-018 | Electrical/ICT test instruments | Plant & Tools | 0.5 | day | 38.6399 | 19.3199 | Specific East African resource constant
6 | SUB-021 | Surveying / monitoring service | Subcontractor | 0.05 | item | 927.357 | 46.3679 | Verify local quotation / authority charge
USER ADD |  | Add another resource code in column B | [5 empty] | USER INPUT — choose a PRICES DATABANK Code and enter Qty / BOQ Unit
|  | Materials Total |  |  |  |  | 479.6175
|  | Labour Total |  |  |  |  | 32.4575
|  | Plant & Subcontract Total |  |  |  |  | 65.6878
|  | Direct Resource Cost |  |  |  |  | 577.7628
|  | Transport / Carriage | 5% of materials |  |  |  | 23.9809 | Adjust for haul distance
|  | Small Tools, Water & Sundries | 2.5% of labour + plant |  |  |  | 2.4536 | Traditional allowance
|  | PRIME COST |  |  |  |  | 604.1973
|  | Contractor Overheads | 10% |  |  |  | 60.4197 | Editable allowance
|  | Contractor Profit | 10% |  |  |  | 66.4617 | Editable allowance
|  | RATE PER BOQ UNIT | item |  |  |  | 731.0787 | Excluding VAT
Note | Quantities are standard estimating constants and must be adjusted for specification, method, location and supplier quotations.
DETAILED RATE ANALYSIS — EAST AFRICAN QS FORMAT
Module / Ref | MODULE 0 | 10.02 | [5 empty] | MODULE 0¦10.02
BOQ Item | Provide topographical, measured and dilapidation surveys
Unit | nr | Pricing basis | Nairobi, Kenya — Sep 2026 | Currency | USD | VAT | Excluded
No. | Code | Resource Description | Category | Qty / BOQ Unit | Resource Unit | Rate (USD) | Amount (USD) | Remarks
1 | MAT-002 | Ancillary fittings, supports, fixings and connection materials | Material | 0.02 | item | 40.5719 | 0.81144 | East African productivity / consumption constant
2 | LAB-015 | Site engineer / surveyor | Labour | 6 | hr | 3.864 | 23.1839 | East African productivity / consumption constant
3 | LAB-001 | Specialist engineer / surveyor | Labour | 8 | hr | 3.864 | 30.9119 | East African productivity / consumption constant
4 | PLT-018 | Electrical/ICT test instruments | Plant & Tools | 0.25 | day | 38.6399 | 9.66 | East African productivity / consumption constant
5 | SUB-009 | Testing & commissioning | Subcontractor | 0.1 | item | 579.5981 | 57.9598 | Verify supplier/subcontract quotation
6 | MAT-096 | Signage / graphic panel | Material | 0.02 | nr | 121.7156 | 2.4343 | East African productivity / consumption constant
USER ADD |  | Add another resource code in column B | [5 empty] | USER INPUT — choose a PRICES DATABANK Code and enter Qty / BOQ Unit
|  | Materials Total |  |  |  |  | 3.2457
|  | Labour Total |  |  |  |  | 54.0958
|  | Plant & Subcontract Total |  |  |  |  | 67.6198
|  | Direct Resource Cost |  |  |  |  | 124.9614
|  | Transport / Carriage | 5% of materials |  |  |  | 0.16229 | Adjust for haul distance
|  | Small Tools, Water & Sundries | 2.5% of labour + plant |  |  |  | 3.0429 | Traditional allowance
|  | PRIME COST |  |  |  |  | 128.1665
|  | Contractor Overheads | 10% |  |  |  | 12.8167 | Editable allowance
|  | Contractor Profit | 10% |  |  |  | 14.0983 | Editable allowance
|  | RATE PER BOQ UNIT | nr |  |  |  | 155.0815 | Excluding VAT
Note | Quantities are standard estimating constants and must be adjusted for specification, method, location and supplier quotations.
DETAILED RATE ANALYSIS — EAST AFRICAN QS FORMAT
Module / Ref | MODULE 0 | 10.03 | [5 empty] | MODULE 0¦10.03
BOQ Item | Provide monitoring of movement, settlement and vibration
Unit | wk | Pricing basis | Nairobi, Kenya — Sep 2026 | Currency | USD | VAT | Excluded
No. | Code | Resource Description | Category | Qty / BOQ Unit | Resource Unit | Rate (USD) | Amount (USD) | Remarks
1 | MAT-113 | Survey monitoring instrument/target | Material | 1 | nr | 119.3972 | 119.3972 | Specific East African resource constant
2 | MAT-108 | PPE and site-safety consumables | Material | 0.1 | set | 40.5719 | 4.0572 | Specific East African resource constant
3 | LAB-015 | Site engineer / surveyor | Labour | 4 | hr | 3.864 | 15.456 | Specific East African resource constant
4 | LAB-002 | General labourer | Labour | 1 | hr | 0.7728 | 0.7728 | Specific East African resource constant
5 | PLT-018 | Electrical/ICT test instruments | Plant & Tools | 0.25 | day | 38.6399 | 9.66 | Specific East African resource constant
6 | SUB-021 | Surveying / monitoring service | Subcontractor | 0.1 | item | 927.357 | 92.7357 | Verify local quotation / authority charge
USER ADD |  | Add another resource code in column B | [5 empty] | USER INPUT — choose a PRICES DATABANK Code and enter Qty / BOQ Unit
|  | Materials Total |  |  |  |  | 123.4544
|  | Labour Total |  |  |  |  | 16.2287
|  | Plant & Subcontract Total |  |  |  |  | 102.3957
|  | Direct Resource Cost |  |  |  |  | 242.0788
|  | Transport / Carriage | 5% of materials |  |  |  | 6.1727 | Adjust for haul distance
|  | Small Tools, Water & Sundries | 2.5% of labour + plant |  |  |  | 2.9656 | Traditional allowance
|  | PRIME COST |  |  |  |  | 251.2172
|  | Contractor Overheads | 10% |  |  |  | 25.1217 | Editable allowance
|  | Contractor Profit | 10% |  |  |  | 27.6339 | Editable allowance
|  | RATE PER BOQ UNIT | wk |  |  |  | 303.9728 | Excluding VAT
Note | Quantities are standard estimating constants and must be adjusted for specification, method, location and supplier quotations.
DETAILED RATE ANALYSIS — EAST AFRICAN QS FORMAT
Module / Ref | MODULE 0 | 10.04 | [5 empty] | MODULE 0¦10.04
BOQ Item | Provide progress photographs, drone and record media
Unit | wk | Pricing basis | Nairobi, Kenya — Sep 2026 | Currency | USD | VAT | Excluded
No. | Code | Resource Description | Category | Qty / BOQ Unit | Resource Unit | Rate (USD) | Amount (USD) | Remarks
1 | MAT-113 | Survey monitoring instrument/target | Material | 1 | nr | 119.3972 | 119.3972 | Specific East African resource constant
2 | MAT-108 | PPE and site-safety consumables | Material | 0.1 | set | 40.5719 | 4.0572 | Specific East African resource constant
3 | LAB-015 | Site engineer / surveyor | Labour | 4 | hr | 3.864 | 15.456 | Specific East African resource constant
4 | LAB-002 | General labourer | Labour | 1 | hr | 0.7728 | 0.7728 | Specific East African resource constant
5 | PLT-018 | Electrical/ICT test instruments | Plant & Tools | 0.25 | day | 38.6399 | 9.66 | Specific East African resource constant
6 | SUB-021 | Surveying / monitoring service | Subcontractor | 0.1 | item | 927.357 | 92.7357 | Verify local quotation / authority charge
USER ADD |  | Add another resource code in column B | [5 empty] | USER INPUT — choose a PRICES DATABANK Code and enter Qty / BOQ Unit
|  | Materials Total |  |  |  |  | 123.4544
|  | Labour Total |  |  |  |  | 16.2287
|  | Plant & Subcontract Total |  |  |  |  | 102.3957
|  | Direct Resource Cost |  |  |  |  | 242.0788
|  | Transport / Carriage | 5% of materials |  |  |  | 6.1727 | Adjust for haul distance
|  | Small Tools, Water & Sundries | 2.5% of labour + plant |  |  |  | 2.9656 | Traditional allowance
|  | PRIME COST |  |  |  |  | 251.2172
|  | Contractor Overheads | 10% |  |  |  | 25.1217 | Editable allowance
|  | Contractor Profit | 10% |  |  |  | 27.6339 | Editable allowance
|  | RATE PER BOQ UNIT | wk |  |  |  | 303.9728 | Excluding VAT
Note | Quantities are standard estimating constants and must be adjusted for specification, method, location and supplier quotations.
DETAILED RATE ANALYSIS — EAST AFRICAN QS FORMAT
Module / Ref | MODULE 0 | 10.05 | [5 empty] | MODULE 0¦10.05
BOQ Item | Provide as-built records, BIM model updates and document control
Unit | wk | Pricing basis | Nairobi, Kenya — Sep 2026 | Currency | USD | VAT | Excluded
No. | Code | Resource Description | Category | Qty / BOQ Unit | Resource Unit | Rate (USD) | Amount (USD) | Remarks
1 | MAT-108 | PPE and site-safety consumables | Material | 0.05 | set | 40.5719 | 2.0286 | Discipline-specific East African resource allowance
2 | MAT-113 | Survey monitoring instrument/target | Material | 0.05 | nr | 119.3972 | 5.9699 | Discipline-specific East African resource allowance
3 | LAB-015 | Site engineer / surveyor | Labour | 8 | hr | 3.864 | 30.9119 | Discipline-specific East African resource allowance
4 | LAB-002 | General labourer | Labour | 4 | hr | 0.7728 | 3.0912 | Discipline-specific East African resource allowance
5 | PLT-018 | Electrical/ICT test instruments | Plant & Tools | 0.1 | day | 38.6399 | 3.864 | Discipline-specific East African resource allowance
6 | SUB-021 | Surveying / monitoring service | Subcontractor | 0.03 | item | 927.357 | 27.8207 | Discipline provisional allowance — verify quotation
USER ADD |  | Add another resource code in column B | [5 empty] | USER INPUT — choose a PRICES DATABANK Code and enter Qty / BOQ Unit
|  | Materials Total |  |  |  |  | 7.9985
|  | Labour Total |  |  |  |  | 34.0031
|  | Plant & Subcontract Total |  |  |  |  | 31.6847
|  | Direct Resource Cost |  |  |  |  | 73.6862
|  | Transport / Carriage | 5% of materials |  |  |  | 0.39992 | Adjust for haul distance
|  | Small Tools, Water & Sundries | 2.5% of labour + plant |  |  |  | 1.6422 | Traditional allowance
|  | PRIME COST |  |  |  |  | 75.7284
|  | Contractor Overheads | 10% |  |  |  | 7.5728 | Editable allowance
|  | Contractor Profit | 10% |  |  |  | 8.3301 | Editable allowance
|  | RATE PER BOQ UNIT | wk |  |  |  | 91.6313 | Excluding VAT
Note | Quantities are standard estimating constants and must be adjusted for specification, method, location and supplier quotations.
DETAILED RATE ANALYSIS — EAST AFRICAN QS FORMAT
Module / Ref | MODULE 0 | 10.06 | [5 empty] | MODULE 0¦10.06
BOQ Item | Provide samples, mock-ups and benchmark panels
Unit | nr | Pricing basis | Nairobi, Kenya — Sep 2026 | Currency | USD | VAT | Excluded
No. | Code | Resource Description | Category | Qty / BOQ Unit | Resource Unit | Rate (USD) | Amount (USD) | Remarks
1 | MAT-064 | UPS complete with batteries | Material | 1 | nr | 2758.8872 | 2758.8872 | East African productivity / consumption constant
2 | MAT-002 | Ancillary fittings, supports, fixings and connection materials | Material | 0.5 | item | 40.5719 | 20.2859 | East African productivity / consumption constant
3 | LAB-010 | Electrician | Labour | 12 | hr | 2.5116 | 30.1391 | East African productivity / consumption constant
4 | LAB-002 | General labourer | Labour | 4 | hr | 0.7728 | 3.0912 | East African productivity / consumption constant
5 | PLT-018 | Electrical/ICT test instruments | Plant & Tools | 0.25 | day | 38.6399 | 9.66 | East African productivity / consumption constant
6 | SUB-006 | Electrical installation | Subcontractor | 0.03 | item | 4636.7852 | 139.1036 | Verify supplier/subcontract quotation
USER ADD |  | Add another resource code in column B | [5 empty] | USER INPUT — choose a PRICES DATABANK Code and enter Qty / BOQ Unit
|  | Materials Total |  |  |  |  | 2779.1731
|  | Labour Total |  |  |  |  | 33.2303
|  | Plant & Subcontract Total |  |  |  |  | 148.7635
|  | Direct Resource Cost |  |  |  |  | 2961.1669
|  | Transport / Carriage | 5% of materials |  |  |  | 138.9587 | Adjust for haul distance
|  | Small Tools, Water & Sundries | 2.5% of labour + plant |  |  |  | 4.5498 | Traditional allowance
|  | PRIME COST |  |  |  |  | 3104.6754
|  | Contractor Overheads | 10% |  |  |  | 310.4675 | Editable allowance
|  | Contractor Profit | 10% |  |  |  | 341.5143 | Editable allowance
|  | RATE PER BOQ UNIT | nr |  |  |  | 3756.6573 | Excluding VAT
Note | Quantities are standard estimating constants and must be adjusted for specification, method, location and supplier quotations.
DETAILED RATE ANALYSIS — EAST AFRICAN QS FORMAT
Module / Ref | MODULE 0 | 10.07 | [5 empty] | MODULE 0¦10.07
BOQ Item | Provide testing, inspection and third-party verification
Unit | item | Pricing basis | Nairobi, Kenya — Sep 2026 | Currency | USD | VAT | Excluded
No. | Code | Resource Description | Category | Qty / BOQ Unit | Resource Unit | Rate (USD) | Amount (USD) | Remarks
1 | MAT-002 | Ancillary fittings, supports, fixings and connection materials | Material | 0.05 | item | 40.5719 | 2.0286 | Specific East African resource constant
2 | MAT-113 | Survey monitoring instrument/target | Material | 0.2 | nr | 119.3972 | 23.8794 | Specific East African resource constant
3 | LAB-001 | Specialist engineer / surveyor | Labour | 8 | hr | 3.864 | 30.9119 | Specific East African resource constant
4 | LAB-015 | Site engineer / surveyor | Labour | 4 | hr | 3.864 | 15.456 | Specific East African resource constant
5 | PLT-018 | Electrical/ICT test instruments | Plant & Tools | 0.5 | day | 38.6399 | 19.3199 | Specific East African resource constant
6 | SUB-025 | Training / O&M / maintenance attendance | Subcontractor | 0.1 | item | 1159.1963 | 115.9196 | Verify local quotation / authority charge
USER ADD |  | Add another resource code in column B | [5 empty] | USER INPUT — choose a PRICES DATABANK Code and enter Qty / BOQ Unit
|  | Materials Total |  |  |  |  | 25.908
|  | Labour Total |  |  |  |  | 46.3679
|  | Plant & Subcontract Total |  |  |  |  | 135.2396
|  | Direct Resource Cost |  |  |  |  | 207.5155
|  | Transport / Carriage | 5% of materials |  |  |  | 1.2954 | Adjust for haul distance
|  | Small Tools, Water & Sundries | 2.5% of labour + plant |  |  |  | 4.5402 | Traditional allowance
|  | PRIME COST |  |  |  |  | 213.351
|  | Contractor Overheads | 10% |  |  |  | 21.3351 | Editable allowance
|  | Contractor Profit | 10% |  |  |  | 23.4686 | Editable allowance
|  | RATE PER BOQ UNIT | item |  |  |  | 258.1548 | Excluding VAT
Note | Quantities are standard estimating constants and must be adjusted for specification, method, location and supplier quotations.
DETAILED RATE ANALYSIS — EAST AFRICAN QS FORMAT
Module / Ref | MODULE 0 | 11.01 | [5 empty] | MODULE 0¦11.01
BOQ Item | Provide progressive / builder's cleaning during the works
Unit | wk | Pricing basis | Nairobi, Kenya — Sep 2026 | Currency | USD | VAT | Excluded
No. | Code | Resource Description | Category | Qty / BOQ Unit | Resource Unit | Rate (USD) | Amount (USD) | Remarks
1 | MAT-108 | PPE and site-safety consumables | Material | 0.2 | set | 40.5719 | 8.1144 | Specific East African resource constant
2 | MAT-110 | Waste skip / waste container hire | Material | 0.2 | wk | 139.1036 | 27.8207 | Specific East African resource constant
3 | LAB-002 | General labourer | Labour | 16 | hr | 0.7728 | 12.3648 | Specific East African resource constant
4 | LAB-014 | Site foreman / ganger | Labour | 1 | hr | 2.7048 | 2.7048 | Specific East African resource constant
5 | PLT-016 | Small tools & consumables (allowance) | Plant & Tools | 1 | hr | 0.5796 | 0.5796 | Specific East African resource constant
6 | SUB-024 | Builder's cleaning service | Subcontractor | 1 | wk | 139.1036 | 139.1036 | Verify local quotation / authority charge
USER ADD |  | Add another resource code in column B | [5 empty] | USER INPUT — choose a PRICES DATABANK Code and enter Qty / BOQ Unit
|  | Materials Total |  |  |  |  | 35.9351
|  | Labour Total |  |  |  |  | 15.0696
|  | Plant & Subcontract Total |  |  |  |  | 139.6832
|  | Direct Resource Cost |  |  |  |  | 190.6878
|  | Transport / Carriage | 5% of materials |  |  |  | 1.7968 | Adjust for haul distance
|  | Small Tools, Water & Sundries | 2.5% of labour + plant |  |  |  | 3.8688 | Traditional allowance
|  | PRIME COST |  |  |  |  | 196.3534
|  | Contractor Overheads | 10% |  |  |  | 19.6353 | Editable allowance
|  | Contractor Profit | 10% |  |  |  | 21.5989 | Editable allowance
|  | RATE PER BOQ UNIT | wk |  |  |  | 237.5876 | Excluding VAT
Note | Quantities are standard estimating constants and must be adjusted for specification, method, location and supplier quotations.
DETAILED RATE ANALYSIS — EAST AFRICAN QS FORMAT
Module / Ref | MODULE 0 | 11.02 | [5 empty] | MODULE 0¦11.02
BOQ Item | Provide rubbish removal, chutes and skip management
Unit | wk | Pricing basis | Nairobi, Kenya — Sep 2026 | Currency | USD | VAT | Excluded
No. | Code | Resource Description | Category | Qty / BOQ Unit | Resource Unit | Rate (USD) | Amount (USD) | Remarks
1 | MAT-110 | Waste skip / waste container hire | Material | 1 | wk | 139.1036 | 139.1036 | Specific East African resource constant
2 | MAT-108 | PPE and site-safety consumables | Material | 0.1 | set | 40.5719 | 4.0572 | Specific East African resource constant
3 | LAB-002 | General labourer | Labour | 8 | hr | 0.7728 | 6.1824 | Specific East African resource constant
4 | LAB-014 | Site foreman / ganger | Labour | 1 | hr | 2.7048 | 2.7048 | Specific East African resource constant
5 | PLT-006 | Dumper, 3t | Plant & Tools | 0.1 | day | 142.9675 | 14.2968 | Specific East African resource constant
6 | SUB-023 | Waste management / skip service | Subcontractor | 1 | wk | 193.1994 | 193.1994 | Verify local quotation / authority charge
USER ADD |  | Add another resource code in column B | [5 empty] | USER INPUT — choose a PRICES DATABANK Code and enter Qty / BOQ Unit
|  | Materials Total |  |  |  |  | 143.1607
|  | Labour Total |  |  |  |  | 8.8872
|  | Plant & Subcontract Total |  |  |  |  | 207.4961
|  | Direct Resource Cost |  |  |  |  | 359.544
|  | Transport / Carriage | 5% of materials |  |  |  | 7.158 | Adjust for haul distance
|  | Small Tools, Water & Sundries | 2.5% of labour + plant |  |  |  | 5.4096 | Traditional allowance
|  | PRIME COST |  |  |  |  | 372.1117
|  | Contractor Overheads | 10% |  |  |  | 37.2112 | Editable allowance
|  | Contractor Profit | 10% |  |  |  | 40.9323 | Editable allowance
|  | RATE PER BOQ UNIT | wk |  |  |  | 450.2551 | Excluding VAT
Note | Quantities are standard estimating constants and must be adjusted for specification, method, location and supplier quotations.
DETAILED RATE ANALYSIS — EAST AFRICAN QS FORMAT
Module / Ref | MODULE 0 | 11.03 | [5 empty] | MODULE 0¦11.03
BOQ Item | Provide final builder's clean on completion
Unit | m² | Pricing basis | Nairobi, Kenya — Sep 2026 | Currency | USD | VAT | Excluded
No. | Code | Resource Description | Category | Qty / BOQ Unit | Resource Unit | Rate (USD) | Amount (USD) | Remarks
1 | MAT-002 | Ancillary fittings, supports, fixings and connection materials | Material | 0.12 | item | 40.5719 | 4.8686 | East African productivity / consumption constant
2 | MAT-001 | Specified item / equipment (compliance / BIM item) | Material | 0.02 | item | 405.7187 | 8.1144 | Verify supplier/subcontract quotation
3 | LAB-003 | Skilled labourer | Labour | 0.5 | hr | 1.1592 | 0.5796 | East African productivity / consumption constant
4 | LAB-002 | General labourer | Labour | 0.25 | hr | 0.7728 | 0.1932 | East African productivity / consumption constant
5 | PLT-016 | Small tools & consumables (allowance) | Plant & Tools | 0.08 | hr | 0.5796 | 0.046368 | East African productivity / consumption constant
6 | SUB-001 | Testing / commissioning allowance | Subcontractor | 0 | item | 193.1994 | 0 | Verify supplier/subcontract quotation
USER ADD |  | Add another resource code in column B | [5 empty] | USER INPUT — choose a PRICES DATABANK Code and enter Qty / BOQ Unit
|  | Materials Total |  |  |  |  | 12.983
|  | Labour Total |  |  |  |  | 0.7728
|  | Plant & Subcontract Total |  |  |  |  | 0.046368
|  | Direct Resource Cost |  |  |  |  | 13.8022
|  | Transport / Carriage | 5% of materials |  |  |  | 0.64915 | Adjust for haul distance
|  | Small Tools, Water & Sundries | 2.5% of labour + plant |  |  |  | 0.020479 | Traditional allowance
|  | PRIME COST |  |  |  |  | 14.4718
|  | Contractor Overheads | 10% |  |  |  | 1.4472 | Editable allowance
|  | Contractor Profit | 10% |  |  |  | 1.5919 | Editable allowance
|  | RATE PER BOQ UNIT | m² |  |  |  | 17.5109 | Excluding VAT
Note | Quantities are standard estimating constants and must be adjusted for specification, method, location and supplier quotations.
DETAILED RATE ANALYSIS — EAST AFRICAN QS FORMAT
Module / Ref | MODULE 0 | 11.04 | [5 empty] | MODULE 0¦11.04
BOQ Item | Provide sparkle / specialist clean prior to handover
Unit | m² | Pricing basis | Nairobi, Kenya — Sep 2026 | Currency | USD | VAT | Excluded
No. | Code | Resource Description | Category | Qty / BOQ Unit | Resource Unit | Rate (USD) | Amount (USD) | Remarks
1 | MAT-002 | Ancillary fittings, supports, fixings and connection materials | Material | 0.12 | item | 40.5719 | 4.8686 | East African productivity / consumption constant
2 | MAT-001 | Specified item / equipment (compliance / BIM item) | Material | 0.02 | item | 405.7187 | 8.1144 | Verify supplier/subcontract quotation
3 | LAB-003 | Skilled labourer | Labour | 0.5 | hr | 1.1592 | 0.5796 | East African productivity / consumption constant
4 | LAB-002 | General labourer | Labour | 0.25 | hr | 0.7728 | 0.1932 | East African productivity / consumption constant
5 | PLT-016 | Small tools & consumables (allowance) | Plant & Tools | 0.08 | hr | 0.5796 | 0.046368 | East African productivity / consumption constant
6 | SUB-001 | Testing / commissioning allowance | Subcontractor | 0 | item | 193.1994 | 0 | Verify supplier/subcontract quotation
USER ADD |  | Add another resource code in column B | [5 empty] | USER INPUT — choose a PRICES DATABANK Code and enter Qty / BOQ Unit
|  | Materials Total |  |  |  |  | 12.983
|  | Labour Total |  |  |  |  | 0.7728
|  | Plant & Subcontract Total |  |  |  |  | 0.046368
|  | Direct Resource Cost |  |  |  |  | 13.8022
|  | Transport / Carriage | 5% of materials |  |  |  | 0.64915 | Adjust for haul distance
|  | Small Tools, Water & Sundries | 2.5% of labour + plant |  |  |  | 0.020479 | Traditional allowance
|  | PRIME COST |  |  |  |  | 14.4718
|  | Contractor Overheads | 10% |  |  |  | 1.4472 | Editable allowance
|  | Contractor Profit | 10% |  |  |  | 1.5919 | Editable allowance
|  | RATE PER BOQ UNIT | m² |  |  |  | 17.5109 | Excluding VAT
Note | Quantities are standard estimating constants and must be adjusted for specification, method, location and supplier quotations.
DETAILED RATE ANALYSIS — EAST AFRICAN QS FORMAT
Module / Ref | MODULE 0 | 11.05 | [5 empty] | MODULE 0¦11.05
BOQ Item | Provide external and window cleaning on completion
Unit | m² | Pricing basis | Nairobi, Kenya — Sep 2026 | Currency | USD | VAT | Excluded
No. | Code | Resource Description | Category | Qty / BOQ Unit | Resource Unit | Rate (USD) | Amount (USD) | Remarks
1 | MAT-002 | Ancillary fittings, supports, fixings and connection materials | Material | 0.12 | item | 40.5719 | 4.8686 | East African productivity / consumption constant
2 | MAT-001 | Specified item / equipment (compliance / BIM item) | Material | 0.02 | item | 405.7187 | 8.1144 | Verify supplier/subcontract quotation
3 | LAB-003 | Skilled labourer | Labour | 0.5 | hr | 1.1592 | 0.5796 | East African productivity / consumption constant
4 | LAB-002 | General labourer | Labour | 0.25 | hr | 0.7728 | 0.1932 | East African productivity / consumption constant
5 | PLT-016 | Small tools & consumables (allowance) | Plant & Tools | 0.08 | hr | 0.5796 | 0.046368 | East African productivity / consumption constant
6 | SUB-001 | Testing / commissioning allowance | Subcontractor | 0 | item | 193.1994 | 0 | Verify supplier/subcontract quotation
USER ADD |  | Add another resource code in column B | [5 empty] | USER INPUT — choose a PRICES DATABANK Code and enter Qty / BOQ Unit
|  | Materials Total |  |  |  |  | 12.983
|  | Labour Total |  |  |  |  | 0.7728
|  | Plant & Subcontract Total |  |  |  |  | 0.046368
|  | Direct Resource Cost |  |  |  |  | 13.8022
|  | Transport / Carriage | 5% of materials |  |  |  | 0.64915 | Adjust for haul distance
|  | Small Tools, Water & Sundries | 2.5% of labour + plant |  |  |  | 0.020479 | Traditional allowance
|  | PRIME COST |  |  |  |  | 14.4718
|  | Contractor Overheads | 10% |  |  |  | 1.4472 | Editable allowance
|  | Contractor Profit | 10% |  |  |  | 1.5919 | Editable allowance
|  | RATE PER BOQ UNIT | m² |  |  |  | 17.5109 | Excluding VAT
Note | Quantities are standard estimating constants and must be adjusted for specification, method, location and supplier quotations.
DETAILED RATE ANALYSIS — EAST AFRICAN QS FORMAT
Module / Ref | MODULE 0 | 12.01 | [5 empty] | MODULE 0¦12.01
BOQ Item | Allow for statutory undertakers' and utility connection charges
Unit | nr | Pricing basis | Nairobi, Kenya — Sep 2026 | Currency | USD | VAT | Excluded
No. | Code | Resource Description | Category | Qty / BOQ Unit | Resource Unit | Rate (USD) | Amount (USD) | Remarks
1 | MAT-002 | Ancillary fittings, supports, fixings and connection materials | Material | 0 | item | 40.5719 | 0 | Specific East African resource constant
2 | MAT-113 | Survey monitoring instrument/target | Material | 0 | nr | 119.3972 | 0 | Specific East African resource constant
3 | LAB-001 | Specialist engineer / surveyor | Labour | 2 | hr | 3.864 | 7.728 | Specific East African resource constant
4 | LAB-015 | Site engineer / surveyor | Labour | 2 | hr | 3.864 | 7.728 | Specific East African resource constant
5 | PLT-018 | Electrical/ICT test instruments | Plant & Tools | 0 | day | 38.6399 | 0 | Specific East African resource constant
6 | SUB-020 | Statutory authority / permit fee allowance | Subcontractor | 1 | item | 579.5981 | 579.5981 | Verify local quotation / authority charge
USER ADD |  | Add another resource code in column B | [5 empty] | USER INPUT — choose a PRICES DATABANK Code and enter Qty / BOQ Unit
|  | Materials Total |  |  |  |  | 0
|  | Labour Total |  |  |  |  | 15.456
|  | Plant & Subcontract Total |  |  |  |  | 579.5981
|  | Direct Resource Cost |  |  |  |  | 595.0541
|  | Transport / Carriage | 5% of materials |  |  |  | 0 | Adjust for haul distance
|  | Small Tools, Water & Sundries | 2.5% of labour + plant |  |  |  | 14.8764 | Traditional allowance
|  | PRIME COST |  |  |  |  | 609.9304
|  | Contractor Overheads | 10% |  |  |  | 60.993 | Editable allowance
|  | Contractor Profit | 10% |  |  |  | 67.0923 | Editable allowance
|  | RATE PER BOQ UNIT | nr |  |  |  | 738.0158 | Excluding VAT
Note | Quantities are standard estimating constants and must be adjusted for specification, method, location and supplier quotations.
DETAILED RATE ANALYSIS — EAST AFRICAN QS FORMAT
Module / Ref | MODULE 0 | 12.02 | [5 empty] | MODULE 0¦12.02
BOQ Item | Allow for local-authority, building-control and inspection fees
Unit | item | Pricing basis | Nairobi, Kenya — Sep 2026 | Currency | USD | VAT | Excluded
No. | Code | Resource Description | Category | Qty / BOQ Unit | Resource Unit | Rate (USD) | Amount (USD) | Remarks
1 | MAT-002 | Ancillary fittings, supports, fixings and connection materials | Material | 0 | item | 40.5719 | 0 | Specific East African resource constant
2 | MAT-113 | Survey monitoring instrument/target | Material | 0 | nr | 119.3972 | 0 | Specific East African resource constant
3 | LAB-001 | Specialist engineer / surveyor | Labour | 2 | hr | 3.864 | 7.728 | Specific East African resource constant
4 | LAB-015 | Site engineer / surveyor | Labour | 2 | hr | 3.864 | 7.728 | Specific East African resource constant
5 | PLT-018 | Electrical/ICT test instruments | Plant & Tools | 0 | day | 38.6399 | 0 | Specific East African resource constant
6 | SUB-020 | Statutory authority / permit fee allowance | Subcontractor | 1 | item | 579.5981 | 579.5981 | Verify local quotation / authority charge
USER ADD |  | Add another resource code in column B | [5 empty] | USER INPUT — choose a PRICES DATABANK Code and enter Qty / BOQ Unit
|  | Materials Total |  |  |  |  | 0
|  | Labour Total |  |  |  |  | 15.456
|  | Plant & Subcontract Total |  |  |  |  | 579.5981
|  | Direct Resource Cost |  |  |  |  | 595.0541
|  | Transport / Carriage | 5% of materials |  |  |  | 0 | Adjust for haul distance
|  | Small Tools, Water & Sundries | 2.5% of labour + plant |  |  |  | 14.8764 | Traditional allowance
|  | PRIME COST |  |  |  |  | 609.9304
|  | Contractor Overheads | 10% |  |  |  | 60.993 | Editable allowance
|  | Contractor Profit | 10% |  |  |  | 67.0923 | Editable allowance
|  | RATE PER BOQ UNIT | item |  |  |  | 738.0158 | Excluding VAT
Note | Quantities are standard estimating constants and must be adjusted for specification, method, location and supplier quotations.
DETAILED RATE ANALYSIS — EAST AFRICAN QS FORMAT
Module / Ref | MODULE 0 | 12.03 | [5 empty] | MODULE 0¦12.03
BOQ Item | Allow for planning, licensing and highway-authority fees
Unit | item | Pricing basis | Nairobi, Kenya — Sep 2026 | Currency | USD | VAT | Excluded
No. | Code | Resource Description | Category | Qty / BOQ Unit | Resource Unit | Rate (USD) | Amount (USD) | Remarks
1 | MAT-002 | Ancillary fittings, supports, fixings and connection materials | Material | 0 | item | 40.5719 | 0 | Specific East African resource constant
2 | MAT-113 | Survey monitoring instrument/target | Material | 0 | nr | 119.3972 | 0 | Specific East African resource constant
3 | LAB-001 | Specialist engineer / surveyor | Labour | 2 | hr | 3.864 | 7.728 | Specific East African resource constant
4 | LAB-015 | Site engineer / surveyor | Labour | 2 | hr | 3.864 | 7.728 | Specific East African resource constant
5 | PLT-018 | Electrical/ICT test instruments | Plant & Tools | 0 | day | 38.6399 | 0 | Specific East African resource constant
6 | SUB-020 | Statutory authority / permit fee allowance | Subcontractor | 1 | item | 579.5981 | 579.5981 | Verify local quotation / authority charge
USER ADD |  | Add another resource code in column B | [5 empty] | USER INPUT — choose a PRICES DATABANK Code and enter Qty / BOQ Unit
|  | Materials Total |  |  |  |  | 0
|  | Labour Total |  |  |  |  | 15.456
|  | Plant & Subcontract Total |  |  |  |  | 579.5981
|  | Direct Resource Cost |  |  |  |  | 595.0541
|  | Transport / Carriage | 5% of materials |  |  |  | 0 | Adjust for haul distance
|  | Small Tools, Water & Sundries | 2.5% of labour + plant |  |  |  | 14.8764 | Traditional allowance
|  | PRIME COST |  |  |  |  | 609.9304
|  | Contractor Overheads | 10% |  |  |  | 60.993 | Editable allowance
|  | Contractor Profit | 10% |  |  |  | 67.0923 | Editable allowance
|  | RATE PER BOQ UNIT | item |  |  |  | 738.0158 | Excluding VAT
Note | Quantities are standard estimating constants and must be adjusted for specification, method, location and supplier quotations.
DETAILED RATE ANALYSIS — EAST AFRICAN QS FORMAT
Module / Ref | MODULE 0 | 12.04 | [5 empty] | MODULE 0¦12.04
BOQ Item | Allow for crane oversailing, scaffold and skip licences
Unit | nr | Pricing basis | Nairobi, Kenya — Sep 2026 | Currency | USD | VAT | Excluded
No. | Code | Resource Description | Category | Qty / BOQ Unit | Resource Unit | Rate (USD) | Amount (USD) | Remarks
1 | PLT-015 | Scaffold, erected | Plant & Tools | 10 | m² | 6.5688 | 65.6878 | Specific East African resource constant
2 | MAT-002 | Ancillary fittings, supports, fixings and connection materials | Material | 0.05 | item | 40.5719 | 2.0286 | Specific East African resource constant
3 | LAB-016 | Scaffolder | Labour | 8 | hr | 1.5456 | 12.3648 | Specific East African resource constant
4 | LAB-002 | General labourer | Labour | 4 | hr | 0.7728 | 3.0912 | Specific East African resource constant
5 | PLT-009 | Mobile access tower | Plant & Tools | 0.02 | week | 92.7357 | 1.8547 | Specific East African resource constant
6 | SUB-001 | Testing / commissioning allowance | Subcontractor | 0 | item | 193.1994 | 0 | Verify local quotation / authority charge
USER ADD |  | Add another resource code in column B | [5 empty] | USER INPUT — choose a PRICES DATABANK Code and enter Qty / BOQ Unit
|  | Materials Total |  |  |  |  | 2.0286
|  | Labour Total |  |  |  |  | 15.456
|  | Plant & Subcontract Total |  |  |  |  | 67.5425
|  | Direct Resource Cost |  |  |  |  | 85.027
|  | Transport / Carriage | 5% of materials |  |  |  | 0.10143 | Adjust for haul distance
|  | Small Tools, Water & Sundries | 2.5% of labour + plant |  |  |  | 2.075 | Traditional allowance
|  | PRIME COST |  |  |  |  | 87.2034
|  | Contractor Overheads | 10% |  |  |  | 8.7203 | Editable allowance
|  | Contractor Profit | 10% |  |  |  | 9.5924 | Editable allowance
|  | RATE PER BOQ UNIT | nr |  |  |  | 105.5162 | Excluding VAT
Note | Quantities are standard estimating constants and must be adjusted for specification, method, location and supplier quotations.
DETAILED RATE ANALYSIS — EAST AFRICAN QS FORMAT
Module / Ref | MODULE 0 | 12.05 | [5 empty] | MODULE 0¦12.05
BOQ Item | Allow for testing, commissioning authority and certification fees
Unit | item | Pricing basis | Nairobi, Kenya — Sep 2026 | Currency | USD | VAT | Excluded
No. | Code | Resource Description | Category | Qty / BOQ Unit | Resource Unit | Rate (USD) | Amount (USD) | Remarks
1 | MAT-108 | PPE and site-safety consumables | Material | 1 | set | 40.5719 | 40.5719 | Discipline-specific East African resource allowance
2 | MAT-113 | Survey monitoring instrument/target | Material | 1 | nr | 119.3972 | 119.3972 | Discipline-specific East African resource allowance
3 | LAB-015 | Site engineer / surveyor | Labour | 4 | hr | 3.864 | 15.456 | Discipline-specific East African resource allowance
4 | LAB-002 | General labourer | Labour | 2 | hr | 0.7728 | 1.5456 | Discipline-specific East African resource allowance
5 | PLT-018 | Electrical/ICT test instruments | Plant & Tools | 0.1 | day | 38.6399 | 3.864 | Discipline-specific East African resource allowance
6 | SUB-021 | Surveying / monitoring service | Subcontractor | 0.03 | item | 927.357 | 27.8207 | Discipline provisional allowance — verify quotation
USER ADD |  | Add another resource code in column B | [5 empty] | USER INPUT — choose a PRICES DATABANK Code and enter Qty / BOQ Unit
|  | Materials Total |  |  |  |  | 159.9691
|  | Labour Total |  |  |  |  | 17.0015
|  | Plant & Subcontract Total |  |  |  |  | 31.6847
|  | Direct Resource Cost |  |  |  |  | 208.6553
|  | Transport / Carriage | 5% of materials |  |  |  | 7.9985 | Adjust for haul distance
|  | Small Tools, Water & Sundries | 2.5% of labour + plant |  |  |  | 1.2172 | Traditional allowance
|  | PRIME COST |  |  |  |  | 217.8709
|  | Contractor Overheads | 10% |  |  |  | 21.7871 | Editable allowance
|  | Contractor Profit | 10% |  |  |  | 23.9658 | Editable allowance
|  | RATE PER BOQ UNIT | item |  |  |  | 263.6238 | Excluding VAT
Note | Quantities are standard estimating constants and must be adjusted for specification, method, location and supplier quotations.
DETAILED RATE ANALYSIS — EAST AFRICAN QS FORMAT
Module / Ref | MODULE 0 | 13.01 | [5 empty] | MODULE 0¦13.01
BOQ Item | Provide contractor's all-risks insurance
Unit | % | Pricing basis | Nairobi, Kenya — Sep 2026 | Currency | USD | VAT | Excluded
No. | Code | Resource Description | Category | Qty / BOQ Unit | Resource Unit | Rate (USD) | Amount (USD) | Remarks
1 | MAT-108 | PPE and site-safety consumables | Material | 0.25 | set | 40.5719 | 10.143 | Discipline-specific East African resource allowance
2 | MAT-113 | Survey monitoring instrument/target | Material | 0.25 | nr | 119.3972 | 29.8493 | Discipline-specific East African resource allowance
3 | LAB-015 | Site engineer / surveyor | Labour | 4 | hr | 3.864 | 15.456 | Discipline-specific East African resource allowance
4 | LAB-002 | General labourer | Labour | 2 | hr | 0.7728 | 1.5456 | Discipline-specific East African resource allowance
5 | PLT-018 | Electrical/ICT test instruments | Plant & Tools | 0.1 | day | 38.6399 | 3.864 | Discipline-specific East African resource allowance
6 | SUB-021 | Surveying / monitoring service | Subcontractor | 0.03 | item | 927.357 | 27.8207 | Discipline provisional allowance — verify quotation
USER ADD |  | Add another resource code in column B | [5 empty] | USER INPUT — choose a PRICES DATABANK Code and enter Qty / BOQ Unit
|  | Materials Total |  |  |  |  | 39.9923
|  | Labour Total |  |  |  |  | 17.0015
|  | Plant & Subcontract Total |  |  |  |  | 31.6847
|  | Direct Resource Cost |  |  |  |  | 88.6785
|  | Transport / Carriage | 5% of materials |  |  |  | 1.9996 | Adjust for haul distance
|  | Small Tools, Water & Sundries | 2.5% of labour + plant |  |  |  | 1.2172 | Traditional allowance
|  | PRIME COST |  |  |  |  | 91.8953
|  | Contractor Overheads | 10% |  |  |  | 9.1895 | Editable allowance
|  | Contractor Profit | 10% |  |  |  | 10.1085 | Editable allowance
|  | RATE PER BOQ UNIT | % |  |  |  | 111.1933 | Excluding VAT
Note | Quantities are standard estimating constants and must be adjusted for specification, method, location and supplier quotations.
DETAILED RATE ANALYSIS — EAST AFRICAN QS FORMAT
Module / Ref | MODULE 0 | 13.02 | [5 empty] | MODULE 0¦13.02
BOQ Item | Provide public and employer's-liability insurance
Unit | % | Pricing basis | Nairobi, Kenya — Sep 2026 | Currency | USD | VAT | Excluded
No. | Code | Resource Description | Category | Qty / BOQ Unit | Resource Unit | Rate (USD) | Amount (USD) | Remarks
1 | MAT-108 | PPE and site-safety consumables | Material | 0.25 | set | 40.5719 | 10.143 | Discipline-specific East African resource allowance
2 | MAT-113 | Survey monitoring instrument/target | Material | 0.25 | nr | 119.3972 | 29.8493 | Discipline-specific East African resource allowance
3 | LAB-015 | Site engineer / surveyor | Labour | 4 | hr | 3.864 | 15.456 | Discipline-specific East African resource allowance
4 | LAB-002 | General labourer | Labour | 2 | hr | 0.7728 | 1.5456 | Discipline-specific East African resource allowance
5 | PLT-018 | Electrical/ICT test instruments | Plant & Tools | 0.1 | day | 38.6399 | 3.864 | Discipline-specific East African resource allowance
6 | SUB-021 | Surveying / monitoring service | Subcontractor | 0.03 | item | 927.357 | 27.8207 | Discipline provisional allowance — verify quotation
USER ADD |  | Add another resource code in column B | [5 empty] | USER INPUT — choose a PRICES DATABANK Code and enter Qty / BOQ Unit
|  | Materials Total |  |  |  |  | 39.9923
|  | Labour Total |  |  |  |  | 17.0015
|  | Plant & Subcontract Total |  |  |  |  | 31.6847
|  | Direct Resource Cost |  |  |  |  | 88.6785
|  | Transport / Carriage | 5% of materials |  |  |  | 1.9996 | Adjust for haul distance
|  | Small Tools, Water & Sundries | 2.5% of labour + plant |  |  |  | 1.2172 | Traditional allowance
|  | PRIME COST |  |  |  |  | 91.8953
|  | Contractor Overheads | 10% |  |  |  | 9.1895 | Editable allowance
|  | Contractor Profit | 10% |  |  |  | 10.1085 | Editable allowance
|  | RATE PER BOQ UNIT | % |  |  |  | 111.1933 | Excluding VAT
Note | Quantities are standard estimating constants and must be adjusted for specification, method, location and supplier quotations.
DETAILED RATE ANALYSIS — EAST AFRICAN QS FORMAT
Module / Ref | MODULE 0 | 13.03 | [5 empty] | MODULE 0¦13.03
BOQ Item | Provide professional-indemnity insurance
Unit | item | Pricing basis | Nairobi, Kenya — Sep 2026 | Currency | USD | VAT | Excluded
No. | Code | Resource Description | Category | Qty / BOQ Unit | Resource Unit | Rate (USD) | Amount (USD) | Remarks
1 | MAT-108 | PPE and site-safety consumables | Material | 1 | set | 40.5719 | 40.5719 | Discipline-specific East African resource allowance
2 | MAT-113 | Survey monitoring instrument/target | Material | 1 | nr | 119.3972 | 119.3972 | Discipline-specific East African resource allowance
3 | LAB-015 | Site engineer / surveyor | Labour | 4 | hr | 3.864 | 15.456 | Discipline-specific East African resource allowance
4 | LAB-002 | General labourer | Labour | 2 | hr | 0.7728 | 1.5456 | Discipline-specific East African resource allowance
5 | PLT-018 | Electrical/ICT test instruments | Plant & Tools | 0.1 | day | 38.6399 | 3.864 | Discipline-specific East African resource allowance
6 | SUB-021 | Surveying / monitoring service | Subcontractor | 0.03 | item | 927.357 | 27.8207 | Discipline provisional allowance — verify quotation
USER ADD |  | Add another resource code in column B | [5 empty] | USER INPUT — choose a PRICES DATABANK Code and enter Qty / BOQ Unit
|  | Materials Total |  |  |  |  | 159.9691
|  | Labour Total |  |  |  |  | 17.0015
|  | Plant & Subcontract Total |  |  |  |  | 31.6847
|  | Direct Resource Cost |  |  |  |  | 208.6553
|  | Transport / Carriage | 5% of materials |  |  |  | 7.9985 | Adjust for haul distance
|  | Small Tools, Water & Sundries | 2.5% of labour + plant |  |  |  | 1.2172 | Traditional allowance
|  | PRIME COST |  |  |  |  | 217.8709
|  | Contractor Overheads | 10% |  |  |  | 21.7871 | Editable allowance
|  | Contractor Profit | 10% |  |  |  | 23.9658 | Editable allowance
|  | RATE PER BOQ UNIT | item |  |  |  | 263.6238 | Excluding VAT
Note | Quantities are standard estimating constants and must be adjusted for specification, method, location and supplier quotations.
DETAILED RATE ANALYSIS — EAST AFRICAN QS FORMAT
Module / Ref | MODULE 0 | 13.04 | [5 empty] | MODULE 0¦13.04
BOQ Item | Provide performance bond
Unit | % | Pricing basis | Nairobi, Kenya — Sep 2026 | Currency | USD | VAT | Excluded
No. | Code | Resource Description | Category | Qty / BOQ Unit | Resource Unit | Rate (USD) | Amount (USD) | Remarks
1 | MAT-108 | PPE and site-safety consumables | Material | 0.25 | set | 40.5719 | 10.143 | Discipline-specific East African resource allowance
2 | MAT-113 | Survey monitoring instrument/target | Material | 0.25 | nr | 119.3972 | 29.8493 | Discipline-specific East African resource allowance
3 | LAB-015 | Site engineer / surveyor | Labour | 4 | hr | 3.864 | 15.456 | Discipline-specific East African resource allowance
4 | LAB-002 | General labourer | Labour | 2 | hr | 0.7728 | 1.5456 | Discipline-specific East African resource allowance
5 | PLT-018 | Electrical/ICT test instruments | Plant & Tools | 0.1 | day | 38.6399 | 3.864 | Discipline-specific East African resource allowance
6 | SUB-021 | Surveying / monitoring service | Subcontractor | 0.03 | item | 927.357 | 27.8207 | Discipline provisional allowance — verify quotation
USER ADD |  | Add another resource code in column B | [5 empty] | USER INPUT — choose a PRICES DATABANK Code and enter Qty / BOQ Unit
|  | Materials Total |  |  |  |  | 39.9923
|  | Labour Total |  |  |  |  | 17.0015
|  | Plant & Subcontract Total |  |  |  |  | 31.6847
|  | Direct Resource Cost |  |  |  |  | 88.6785
|  | Transport / Carriage | 5% of materials |  |  |  | 1.9996 | Adjust for haul distance
|  | Small Tools, Water & Sundries | 2.5% of labour + plant |  |  |  | 1.2172 | Traditional allowance
|  | PRIME COST |  |  |  |  | 91.8953
|  | Contractor Overheads | 10% |  |  |  | 9.1895 | Editable allowance
|  | Contractor Profit | 10% |  |  |  | 10.1085 | Editable allowance
|  | RATE PER BOQ UNIT | % |  |  |  | 111.1933 | Excluding VAT
Note | Quantities are standard estimating constants and must be adjusted for specification, method, location and supplier quotations.
DETAILED RATE ANALYSIS — EAST AFRICAN QS FORMAT
Module / Ref | MODULE 0 | 13.05 | [5 empty] | MODULE 0¦13.05
BOQ Item | Provide advance-payment and retention bonds
Unit | % | Pricing basis | Nairobi, Kenya — Sep 2026 | Currency | USD | VAT | Excluded
No. | Code | Resource Description | Category | Qty / BOQ Unit | Resource Unit | Rate (USD) | Amount (USD) | Remarks
1 | MAT-108 | PPE and site-safety consumables | Material | 0.25 | set | 40.5719 | 10.143 | Discipline-specific East African resource allowance
2 | MAT-113 | Survey monitoring instrument/target | Material | 0.25 | nr | 119.3972 | 29.8493 | Discipline-specific East African resource allowance
3 | LAB-015 | Site engineer / surveyor | Labour | 4 | hr | 3.864 | 15.456 | Discipline-specific East African resource allowance
4 | LAB-002 | General labourer | Labour | 2 | hr | 0.7728 | 1.5456 | Discipline-specific East African resource allowance
5 | PLT-018 | Electrical/ICT test instruments | Plant & Tools | 0.1 | day | 38.6399 | 3.864 | Discipline-specific East African resource allowance
6 | SUB-021 | Surveying / monitoring service | Subcontractor | 0.03 | item | 927.357 | 27.8207 | Discipline provisional allowance — verify quotation
USER ADD |  | Add another resource code in column B | [5 empty] | USER INPUT — choose a PRICES DATABANK Code and enter Qty / BOQ Unit
|  | Materials Total |  |  |  |  | 39.9923
|  | Labour Total |  |  |  |  | 17.0015
|  | Plant & Subcontract Total |  |  |  |  | 31.6847
|  | Direct Resource Cost |  |  |  |  | 88.6785
|  | Transport / Carriage | 5% of materials |  |  |  | 1.9996 | Adjust for haul distance
|  | Small Tools, Water & Sundries | 2.5% of labour + plant |  |  |  | 1.2172 | Traditional allowance
|  | PRIME COST |  |  |  |  | 91.8953
|  | Contractor Overheads | 10% |  |  |  | 9.1895 | Editable allowance
|  | Contractor Profit | 10% |  |  |  | 10.1085 | Editable allowance
|  | RATE PER BOQ UNIT | % |  |  |  | 111.1933 | Excluding VAT
Note | Quantities are standard estimating constants and must be adjusted for specification, method, location and supplier quotations.
DETAILED RATE ANALYSIS — EAST AFRICAN QS FORMAT
Module / Ref | MODULE 0 | 13.06 | [5 empty] | MODULE 0¦13.06
BOQ Item | Provide parent-company guarantee and collateral warranties
Unit | nr | Pricing basis | Nairobi, Kenya — Sep 2026 | Currency | USD | VAT | Excluded
No. | Code | Resource Description | Category | Qty / BOQ Unit | Resource Unit | Rate (USD) | Amount (USD) | Remarks
1 | MAT-108 | PPE and site-safety consumables | Material | 1 | set | 40.5719 | 40.5719 | Discipline-specific East African resource allowance
2 | MAT-113 | Survey monitoring instrument/target | Material | 1 | nr | 119.3972 | 119.3972 | Discipline-specific East African resource allowance
3 | LAB-015 | Site engineer / surveyor | Labour | 4 | hr | 3.864 | 15.456 | Discipline-specific East African resource allowance
4 | LAB-002 | General labourer | Labour | 2 | hr | 0.7728 | 1.5456 | Discipline-specific East African resource allowance
5 | PLT-018 | Electrical/ICT test instruments | Plant & Tools | 0.1 | day | 38.6399 | 3.864 | Discipline-specific East African resource allowance
6 | SUB-021 | Surveying / monitoring service | Subcontractor | 0.03 | item | 927.357 | 27.8207 | Discipline provisional allowance — verify quotation
USER ADD |  | Add another resource code in column B | [5 empty] | USER INPUT — choose a PRICES DATABANK Code and enter Qty / BOQ Unit
|  | Materials Total |  |  |  |  | 159.9691
|  | Labour Total |  |  |  |  | 17.0015
|  | Plant & Subcontract Total |  |  |  |  | 31.6847
|  | Direct Resource Cost |  |  |  |  | 208.6553
|  | Transport / Carriage | 5% of materials |  |  |  | 7.9985 | Adjust for haul distance
|  | Small Tools, Water & Sundries | 2.5% of labour + plant |  |  |  | 1.2172 | Traditional allowance
|  | PRIME COST |  |  |  |  | 217.8709
|  | Contractor Overheads | 10% |  |  |  | 21.7871 | Editable allowance
|  | Contractor Profit | 10% |  |  |  | 23.9658 | Editable allowance
|  | RATE PER BOQ UNIT | nr |  |  |  | 263.6238 | Excluding VAT
Note | Quantities are standard estimating constants and must be adjusted for specification, method, location and supplier quotations.
DETAILED RATE ANALYSIS — EAST AFRICAN QS FORMAT
Module / Ref | MODULE 0 | 13.07 | [5 empty] | MODULE 0¦13.07
BOQ Item | Provide latent-defects / decennial insurance where required
Unit | % | Pricing basis | Nairobi, Kenya — Sep 2026 | Currency | USD | VAT | Excluded
No. | Code | Resource Description | Category | Qty / BOQ Unit | Resource Unit | Rate (USD) | Amount (USD) | Remarks
1 | MAT-108 | PPE and site-safety consumables | Material | 0.25 | set | 40.5719 | 10.143 | Discipline-specific East African resource allowance
2 | MAT-113 | Survey monitoring instrument/target | Material | 0.25 | nr | 119.3972 | 29.8493 | Discipline-specific East African resource allowance
3 | LAB-015 | Site engineer / surveyor | Labour | 4 | hr | 3.864 | 15.456 | Discipline-specific East African resource allowance
4 | LAB-002 | General labourer | Labour | 2 | hr | 0.7728 | 1.5456 | Discipline-specific East African resource allowance
5 | PLT-018 | Electrical/ICT test instruments | Plant & Tools | 0.1 | day | 38.6399 | 3.864 | Discipline-specific East African resource allowance
6 | SUB-021 | Surveying / monitoring service | Subcontractor | 0.03 | item | 927.357 | 27.8207 | Discipline provisional allowance — verify quotation
USER ADD |  | Add another resource code in column B | [5 empty] | USER INPUT — choose a PRICES DATABANK Code and enter Qty / BOQ Unit
|  | Materials Total |  |  |  |  | 39.9923
|  | Labour Total |  |  |  |  | 17.0015
|  | Plant & Subcontract Total |  |  |  |  | 31.6847
|  | Direct Resource Cost |  |  |  |  | 88.6785
|  | Transport / Carriage | 5% of materials |  |  |  | 1.9996 | Adjust for haul distance
|  | Small Tools, Water & Sundries | 2.5% of labour + plant |  |  |  | 1.2172 | Traditional allowance
|  | PRIME COST |  |  |  |  | 91.8953
|  | Contractor Overheads | 10% |  |  |  | 9.1895 | Editable allowance
|  | Contractor Profit | 10% |  |  |  | 10.1085 | Editable allowance
|  | RATE PER BOQ UNIT | % |  |  |  | 111.1933 | Excluding VAT
Note | Quantities are standard estimating constants and must be adjusted for specification, method, location and supplier quotations.
DETAILED RATE ANALYSIS — EAST AFRICAN QS FORMAT
Module / Ref | MODULE 0 | 14.01 | [5 empty] | MODULE 0¦14.01
BOQ Item | Provide operation and maintenance manuals and health-and-safety file
Unit | item | Pricing basis | Nairobi, Kenya — Sep 2026 | Currency | USD | VAT | Excluded
No. | Code | Resource Description | Category | Qty / BOQ Unit | Resource Unit | Rate (USD) | Amount (USD) | Remarks
1 | MAT-108 | PPE and site-safety consumables | Material | 1 | set | 40.5719 | 40.5719 | Discipline-specific East African resource allowance
2 | MAT-113 | Survey monitoring instrument/target | Material | 1 | nr | 119.3972 | 119.3972 | Discipline-specific East African resource allowance
3 | LAB-015 | Site engineer / surveyor | Labour | 4 | hr | 3.864 | 15.456 | Discipline-specific East African resource allowance
4 | LAB-002 | General labourer | Labour | 2 | hr | 0.7728 | 1.5456 | Discipline-specific East African resource allowance
5 | PLT-018 | Electrical/ICT test instruments | Plant & Tools | 0.1 | day | 38.6399 | 3.864 | Discipline-specific East African resource allowance
6 | SUB-021 | Surveying / monitoring service | Subcontractor | 0.03 | item | 927.357 | 27.8207 | Discipline provisional allowance — verify quotation
USER ADD |  | Add another resource code in column B | [5 empty] | USER INPUT — choose a PRICES DATABANK Code and enter Qty / BOQ Unit
|  | Materials Total |  |  |  |  | 159.9691
|  | Labour Total |  |  |  |  | 17.0015
|  | Plant & Subcontract Total |  |  |  |  | 31.6847
|  | Direct Resource Cost |  |  |  |  | 208.6553
|  | Transport / Carriage | 5% of materials |  |  |  | 7.9985 | Adjust for haul distance
|  | Small Tools, Water & Sundries | 2.5% of labour + plant |  |  |  | 1.2172 | Traditional allowance
|  | PRIME COST |  |  |  |  | 217.8709
|  | Contractor Overheads | 10% |  |  |  | 21.7871 | Editable allowance
|  | Contractor Profit | 10% |  |  |  | 23.9658 | Editable allowance
|  | RATE PER BOQ UNIT | item |  |  |  | 263.6238 | Excluding VAT
Note | Quantities are standard estimating constants and must be adjusted for specification, method, location and supplier quotations.
DETAILED RATE ANALYSIS — EAST AFRICAN QS FORMAT
Module / Ref | MODULE 0 | 14.02 | [5 empty] | MODULE 0¦14.02
BOQ Item | Provide as-built / record drawings and BIM deliverables
Unit | item | Pricing basis | Nairobi, Kenya — Sep 2026 | Currency | USD | VAT | Excluded
No. | Code | Resource Description | Category | Qty / BOQ Unit | Resource Unit | Rate (USD) | Amount (USD) | Remarks
1 | MAT-002 | Ancillary fittings, supports, fixings and connection materials | Material | 0.05 | item | 40.5719 | 2.0286 | Specific East African resource constant
2 | MAT-113 | Survey monitoring instrument/target | Material | 0.2 | nr | 119.3972 | 23.8794 | Specific East African resource constant
3 | LAB-001 | Specialist engineer / surveyor | Labour | 8 | hr | 3.864 | 30.9119 | Specific East African resource constant
4 | LAB-015 | Site engineer / surveyor | Labour | 4 | hr | 3.864 | 15.456 | Specific East African resource constant
5 | PLT-018 | Electrical/ICT test instruments | Plant & Tools | 0.5 | day | 38.6399 | 19.3199 | Specific East African resource constant
6 | SUB-025 | Training / O&M / maintenance attendance | Subcontractor | 0.1 | item | 1159.1963 | 115.9196 | Verify local quotation / authority charge
USER ADD |  | Add another resource code in column B | [5 empty] | USER INPUT — choose a PRICES DATABANK Code and enter Qty / BOQ Unit
|  | Materials Total |  |  |  |  | 25.908
|  | Labour Total |  |  |  |  | 46.3679
|  | Plant & Subcontract Total |  |  |  |  | 135.2396
|  | Direct Resource Cost |  |  |  |  | 207.5155
|  | Transport / Carriage | 5% of materials |  |  |  | 1.2954 | Adjust for haul distance
|  | Small Tools, Water & Sundries | 2.5% of labour + plant |  |  |  | 4.5402 | Traditional allowance
|  | PRIME COST |  |  |  |  | 213.351
|  | Contractor Overheads | 10% |  |  |  | 21.3351 | Editable allowance
|  | Contractor Profit | 10% |  |  |  | 23.4686 | Editable allowance
|  | RATE PER BOQ UNIT | item |  |  |  | 258.1548 | Excluding VAT
Note | Quantities are standard estimating constants and must be adjusted for specification, method, location and supplier quotations.
DETAILED RATE ANALYSIS — EAST AFRICAN QS FORMAT
Module / Ref | MODULE 0 | 14.03 | [5 empty] | MODULE 0¦14.03
BOQ Item | Provide commissioning, witnessing and demonstration
Unit | item | Pricing basis | Nairobi, Kenya — Sep 2026 | Currency | USD | VAT | Excluded
No. | Code | Resource Description | Category | Qty / BOQ Unit | Resource Unit | Rate (USD) | Amount (USD) | Remarks
1 | MAT-108 | PPE and site-safety consumables | Material | 1 | set | 40.5719 | 40.5719 | Discipline-specific East African resource allowance
2 | MAT-113 | Survey monitoring instrument/target | Material | 1 | nr | 119.3972 | 119.3972 | Discipline-specific East African resource allowance
3 | LAB-015 | Site engineer / surveyor | Labour | 4 | hr | 3.864 | 15.456 | Discipline-specific East African resource allowance
4 | LAB-002 | General labourer | Labour | 2 | hr | 0.7728 | 1.5456 | Discipline-specific East African resource allowance
5 | PLT-018 | Electrical/ICT test instruments | Plant & Tools | 0.1 | day | 38.6399 | 3.864 | Discipline-specific East African resource allowance
6 | SUB-021 | Surveying / monitoring service | Subcontractor | 0.03 | item | 927.357 | 27.8207 | Discipline provisional allowance — verify quotation
USER ADD |  | Add another resource code in column B | [5 empty] | USER INPUT — choose a PRICES DATABANK Code and enter Qty / BOQ Unit
|  | Materials Total |  |  |  |  | 159.9691
|  | Labour Total |  |  |  |  | 17.0015
|  | Plant & Subcontract Total |  |  |  |  | 31.6847
|  | Direct Resource Cost |  |  |  |  | 208.6553
|  | Transport / Carriage | 5% of materials |  |  |  | 7.9985 | Adjust for haul distance
|  | Small Tools, Water & Sundries | 2.5% of labour + plant |  |  |  | 1.2172 | Traditional allowance
|  | PRIME COST |  |  |  |  | 217.8709
|  | Contractor Overheads | 10% |  |  |  | 21.7871 | Editable allowance
|  | Contractor Profit | 10% |  |  |  | 23.9658 | Editable allowance
|  | RATE PER BOQ UNIT | item |  |  |  | 263.6238 | Excluding VAT
Note | Quantities are standard estimating constants and must be adjusted for specification, method, location and supplier quotations.
DETAILED RATE ANALYSIS — EAST AFRICAN QS FORMAT
Module / Ref | MODULE 0 | 14.04 | [5 empty] | MODULE 0¦14.04
BOQ Item | Provide client and operator training
Unit | nr | Pricing basis | Nairobi, Kenya — Sep 2026 | Currency | USD | VAT | Excluded
No. | Code | Resource Description | Category | Qty / BOQ Unit | Resource Unit | Rate (USD) | Amount (USD) | Remarks
1 | MAT-108 | PPE and site-safety consumables | Material | 1 | set | 40.5719 | 40.5719 | Discipline-specific East African resource allowance
2 | MAT-113 | Survey monitoring instrument/target | Material | 1 | nr | 119.3972 | 119.3972 | Discipline-specific East African resource allowance
3 | LAB-015 | Site engineer / surveyor | Labour | 4 | hr | 3.864 | 15.456 | Discipline-specific East African resource allowance
4 | LAB-002 | General labourer | Labour | 2 | hr | 0.7728 | 1.5456 | Discipline-specific East African resource allowance
5 | PLT-018 | Electrical/ICT test instruments | Plant & Tools | 0.1 | day | 38.6399 | 3.864 | Discipline-specific East African resource allowance
6 | SUB-021 | Surveying / monitoring service | Subcontractor | 0.03 | item | 927.357 | 27.8207 | Discipline provisional allowance — verify quotation
USER ADD |  | Add another resource code in column B | [5 empty] | USER INPUT — choose a PRICES DATABANK Code and enter Qty / BOQ Unit
|  | Materials Total |  |  |  |  | 159.9691
|  | Labour Total |  |  |  |  | 17.0015
|  | Plant & Subcontract Total |  |  |  |  | 31.6847
|  | Direct Resource Cost |  |  |  |  | 208.6553
|  | Transport / Carriage | 5% of materials |  |  |  | 7.9985 | Adjust for haul distance
|  | Small Tools, Water & Sundries | 2.5% of labour + plant |  |  |  | 1.2172 | Traditional allowance
|  | PRIME COST |  |  |  |  | 217.8709
|  | Contractor Overheads | 10% |  |  |  | 21.7871 | Editable allowance
|  | Contractor Profit | 10% |  |  |  | 23.9658 | Editable allowance
|  | RATE PER BOQ UNIT | nr |  |  |  | 263.6238 | Excluding VAT
Note | Quantities are standard estimating constants and must be adjusted for specification, method, location and supplier quotations.
DETAILED RATE ANALYSIS — EAST AFRICAN QS FORMAT
Module / Ref | MODULE 0 | 14.05 | [5 empty] | MODULE 0¦14.05
BOQ Item | Provide handover, keys, asset register and tagging
Unit | item | Pricing basis | Nairobi, Kenya — Sep 2026 | Currency | USD | VAT | Excluded
No. | Code | Resource Description | Category | Qty / BOQ Unit | Resource Unit | Rate (USD) | Amount (USD) | Remarks
1 | MAT-108 | PPE and site-safety consumables | Material | 1 | set | 40.5719 | 40.5719 | Discipline-specific East African resource allowance
2 | MAT-113 | Survey monitoring instrument/target | Material | 1 | nr | 119.3972 | 119.3972 | Discipline-specific East African resource allowance
3 | LAB-015 | Site engineer / surveyor | Labour | 4 | hr | 3.864 | 15.456 | Discipline-specific East African resource allowance
4 | LAB-002 | General labourer | Labour | 2 | hr | 0.7728 | 1.5456 | Discipline-specific East African resource allowance
5 | PLT-018 | Electrical/ICT test instruments | Plant & Tools | 0.1 | day | 38.6399 | 3.864 | Discipline-specific East African resource allowance
6 | SUB-021 | Surveying / monitoring service | Subcontractor | 0.03 | item | 927.357 | 27.8207 | Discipline provisional allowance — verify quotation
USER ADD |  | Add another resource code in column B | [5 empty] | USER INPUT — choose a PRICES DATABANK Code and enter Qty / BOQ Unit
|  | Materials Total |  |  |  |  | 159.9691
|  | Labour Total |  |  |  |  | 17.0015
|  | Plant & Subcontract Total |  |  |  |  | 31.6847
|  | Direct Resource Cost |  |  |  |  | 208.6553
|  | Transport / Carriage | 5% of materials |  |  |  | 7.9985 | Adjust for haul distance
|  | Small Tools, Water & Sundries | 2.5% of labour + plant |  |  |  | 1.2172 | Traditional allowance
|  | PRIME COST |  |  |  |  | 217.8709
|  | Contractor Overheads | 10% |  |  |  | 21.7871 | Editable allowance
|  | Contractor Profit | 10% |  |  |  | 23.9658 | Editable allowance
|  | RATE PER BOQ UNIT | item |  |  |  | 263.6238 | Excluding VAT
Note | Quantities are standard estimating constants and must be adjusted for specification, method, location and supplier quotations.
DETAILED RATE ANALYSIS — EAST AFRICAN QS FORMAT
Module / Ref | MODULE 0 | 14.06 | [5 empty] | MODULE 0¦14.06
BOQ Item | Provide defects-liability-period attendance and management
Unit | mth | Pricing basis | Nairobi, Kenya — Sep 2026 | Currency | USD | VAT | Excluded
No. | Code | Resource Description | Category | Qty / BOQ Unit | Resource Unit | Rate (USD) | Amount (USD) | Remarks
1 | MAT-108 | PPE and site-safety consumables | Material | 0.25 | set | 40.5719 | 10.143 | Discipline-specific East African resource allowance
2 | MAT-113 | Survey monitoring instrument/target | Material | 0.25 | nr | 119.3972 | 29.8493 | Discipline-specific East African resource allowance
3 | LAB-015 | Site engineer / surveyor | Labour | 4 | hr | 3.864 | 15.456 | Discipline-specific East African resource allowance
4 | LAB-002 | General labourer | Labour | 2 | hr | 0.7728 | 1.5456 | Discipline-specific East African resource allowance
5 | PLT-018 | Electrical/ICT test instruments | Plant & Tools | 0.1 | day | 38.6399 | 3.864 | Discipline-specific East African resource allowance
6 | SUB-021 | Surveying / monitoring service | Subcontractor | 0.03 | item | 927.357 | 27.8207 | Discipline provisional allowance — verify quotation
USER ADD |  | Add another resource code in column B | [5 empty] | USER INPUT — choose a PRICES DATABANK Code and enter Qty / BOQ Unit
|  | Materials Total |  |  |  |  | 39.9923
|  | Labour Total |  |  |  |  | 17.0015
|  | Plant & Subcontract Total |  |  |  |  | 31.6847
|  | Direct Resource Cost |  |  |  |  | 88.6785
|  | Transport / Carriage | 5% of materials |  |  |  | 1.9996 | Adjust for haul distance
|  | Small Tools, Water & Sundries | 2.5% of labour + plant |  |  |  | 1.2172 | Traditional allowance
|  | PRIME COST |  |  |  |  | 91.8953
|  | Contractor Overheads | 10% |  |  |  | 9.1895 | Editable allowance
|  | Contractor Profit | 10% |  |  |  | 10.1085 | Editable allowance
|  | RATE PER BOQ UNIT | mth |  |  |  | 111.1933 | Excluding VAT
Note | Quantities are standard estimating constants and must be adjusted for specification, method, location and supplier quotations.
DETAILED RATE ANALYSIS — EAST AFRICAN QS FORMAT
Module / Ref | MODULE 0 | 14.07 | [5 empty] | MODULE 0¦14.07
BOQ Item | Provide seasonal commissioning and post-occupancy support
Unit | nr | Pricing basis | Nairobi, Kenya — Sep 2026 | Currency | USD | VAT | Excluded
No. | Code | Resource Description | Category | Qty / BOQ Unit | Resource Unit | Rate (USD) | Amount (USD) | Remarks
1 | MAT-108 | PPE and site-safety consumables | Material | 1 | set | 40.5719 | 40.5719 | Discipline-specific East African resource allowance
2 | MAT-113 | Survey monitoring instrument/target | Material | 1 | nr | 119.3972 | 119.3972 | Discipline-specific East African resource allowance
3 | LAB-015 | Site engineer / surveyor | Labour | 4 | hr | 3.864 | 15.456 | Discipline-specific East African resource allowance
4 | LAB-002 | General labourer | Labour | 2 | hr | 0.7728 | 1.5456 | Discipline-specific East African resource allowance
5 | PLT-018 | Electrical/ICT test instruments | Plant & Tools | 0.1 | day | 38.6399 | 3.864 | Discipline-specific East African resource allowance
6 | SUB-021 | Surveying / monitoring service | Subcontractor | 0.03 | item | 927.357 | 27.8207 | Discipline provisional allowance — verify quotation
USER ADD |  | Add another resource code in column B | [5 empty] | USER INPUT — choose a PRICES DATABANK Code and enter Qty / BOQ Unit
|  | Materials Total |  |  |  |  | 159.9691
|  | Labour Total |  |  |  |  | 17.0015
|  | Plant & Subcontract Total |  |  |  |  | 31.6847
|  | Direct Resource Cost |  |  |  |  | 208.6553
|  | Transport / Carriage | 5% of materials |  |  |  | 7.9985 | Adjust for haul distance
|  | Small Tools, Water & Sundries | 2.5% of labour + plant |  |  |  | 1.2172 | Traditional allowance
|  | PRIME COST |  |  |  |  | 217.8709
|  | Contractor Overheads | 10% |  |  |  | 21.7871 | Editable allowance
|  | Contractor Profit | 10% |  |  |  | 23.9658 | Editable allowance
|  | RATE PER BOQ UNIT | nr |  |  |  | 263.6238 | Excluding VAT
Note | Quantities are standard estimating constants and must be adjusted for specification, method, location and supplier quotations.
DETAILED RATE ANALYSIS — EAST AFRICAN QS FORMAT
Module / Ref | MODULE 0 | 14.08 | [5 empty] | MODULE 0¦14.08
BOQ Item | Allow for making good defects during rectification period
Unit | item | Pricing basis | Nairobi, Kenya — Sep 2026 | Currency | USD | VAT | Excluded
No. | Code | Resource Description | Category | Qty / BOQ Unit | Resource Unit | Rate (USD) | Amount (USD) | Remarks
1 | MAT-108 | PPE and site-safety consumables | Material | 1 | set | 40.5719 | 40.5719 | Discipline-specific East African resource allowance
2 | MAT-113 | Survey monitoring instrument/target | Material | 1 | nr | 119.3972 | 119.3972 | Discipline-specific East African resource allowance
3 | LAB-015 | Site engineer / surveyor | Labour | 4 | hr | 3.864 | 15.456 | Discipline-specific East African resource allowance
4 | LAB-002 | General labourer | Labour | 2 | hr | 0.7728 | 1.5456 | Discipline-specific East African resource allowance
5 | PLT-018 | Electrical/ICT test instruments | Plant & Tools | 0.1 | day | 38.6399 | 3.864 | Discipline-specific East African resource allowance
6 | SUB-021 | Surveying / monitoring service | Subcontractor | 0.03 | item | 927.357 | 27.8207 | Discipline provisional allowance — verify quotation
USER ADD |  | Add another resource code in column B | [5 empty] | USER INPUT — choose a PRICES DATABANK Code and enter Qty / BOQ Unit
|  | Materials Total |  |  |  |  | 159.9691
|  | Labour Total |  |  |  |  | 17.0015
|  | Plant & Subcontract Total |  |  |  |  | 31.6847
|  | Direct Resource Cost |  |  |  |  | 208.6553
|  | Transport / Carriage | 5% of materials |  |  |  | 7.9985 | Adjust for haul distance
|  | Small Tools, Water & Sundries | 2.5% of labour + plant |  |  |  | 1.2172 | Traditional allowance
|  | PRIME COST |  |  |  |  | 217.8709
|  | Contractor Overheads | 10% |  |  |  | 21.7871 | Editable allowance
|  | Contractor Profit | 10% |  |  |  | 23.9658 | Editable allowance
|  | RATE PER BOQ UNIT | item |  |  |  | 263.6238 | Excluding VAT
Note | Quantities are standard estimating constants and must be adjusted for specification, method, location and supplier quotations.
DETAILED RATE ANALYSIS — EAST AFRICAN QS FORMAT
Module / Ref | MODULE 1 | 1.01 | [5 empty] | MODULE 1¦1.01
BOQ Item | Excavate foundation pits to the required dimensions and depth, including levelling, trimming and preparation of formation
Unit | m³ | Pricing basis | Nairobi, Kenya — Sep 2026 | Currency | USD | VAT | Excluded
No. | Code | Resource Description | Category | Qty / BOQ Unit | Resource Unit | Rate (USD) | Amount (USD) | Remarks
1 | MAT-029 | Hardcore / murram fill | Material | 0 | m³ | 18.3617 | 0 | East African productivity / consumption constant
2 | LAB-002 | General labourer | Labour | 0.5 | hr | 0.7728 | 0.3864 | East African productivity / consumption constant
3 | LAB-014 | Site foreman / ganger | Labour | 0.05 | hr | 2.7048 | 0.13524 | East African productivity / consumption constant
4 | PLT-005 | Excavator, tracked 13t | Plant & Tools | 0.025 | day | 282.0711 | 7.0518 | East African productivity / consumption constant
5 | PLT-006 | Dumper, 3t | Plant & Tools | 0.01 | day | 142.9675 | 1.4297 | East African productivity / consumption constant
6 | SUB-001 | Testing / commissioning allowance | Subcontractor | 0 | item | 193.1994 | 0 | Verify supplier/subcontract quotation
USER ADD |  | Add another resource code in column B | [5 empty] | USER INPUT — choose a PRICES DATABANK Code and enter Qty / BOQ Unit
|  | Materials Total |  |  |  |  | 0
|  | Labour Total |  |  |  |  | 0.52164
|  | Plant & Subcontract Total |  |  |  |  | 8.4815
|  | Direct Resource Cost |  |  |  |  | 9.0031
|  | Transport / Carriage | 5% of materials |  |  |  | 0 | Adjust for haul distance
|  | Small Tools, Water & Sundries | 2.5% of labour + plant |  |  |  | 0.22508 | Traditional allowance
|  | PRIME COST |  |  |  |  | 9.2282
|  | Contractor Overheads | 10% |  |  |  | 0.92282 | Editable allowance
|  | Contractor Profit | 10% |  |  |  | 1.0151 | Editable allowance
|  | RATE PER BOQ UNIT | m³ |  |  |  | 11.1661 | Excluding VAT
Note | Quantities are standard estimating constants and must be adjusted for specification, method, location and supplier quotations.
DETAILED RATE ANALYSIS — EAST AFRICAN QS FORMAT
Module / Ref | MODULE 1 | 1.02 | [5 empty] | MODULE 1¦1.02
BOQ Item | Cart away and dispose of surplus excavated material off site, classified where required
Unit | m³ | Pricing basis | Nairobi, Kenya — Sep 2026 | Currency | USD | VAT | Excluded
No. | Code | Resource Description | Category | Qty / BOQ Unit | Resource Unit | Rate (USD) | Amount (USD) | Remarks
1 | MAT-029 | Hardcore / murram fill | Material | 0 | m³ | 18.3617 | 0 | East African productivity / consumption constant
2 | LAB-002 | General labourer | Labour | 0.3 | hr | 0.7728 | 0.23184 | East African productivity / consumption constant
3 | LAB-014 | Site foreman / ganger | Labour | 0.03 | hr | 2.7048 | 0.081144 | East African productivity / consumption constant
4 | PLT-006 | Dumper, 3t | Plant & Tools | 0.08 | day | 142.9675 | 11.4374 | East African productivity / consumption constant
5 | PLT-005 | Excavator, tracked 13t | Plant & Tools | 0.01 | day | 282.0711 | 2.8207 | East African productivity / consumption constant
6 | SUB-001 | Testing / commissioning allowance | Subcontractor | 0 | item | 193.1994 | 0 | Verify supplier/subcontract quotation
USER ADD |  | Add another resource code in column B | [5 empty] | USER INPUT — choose a PRICES DATABANK Code and enter Qty / BOQ Unit
|  | Materials Total |  |  |  |  | 0
|  | Labour Total |  |  |  |  | 0.31298
|  | Plant & Subcontract Total |  |  |  |  | 14.2581
|  | Direct Resource Cost |  |  |  |  | 14.5711
|  | Transport / Carriage | 5% of materials |  |  |  | 0 | Adjust for haul distance
|  | Small Tools, Water & Sundries | 2.5% of labour + plant |  |  |  | 0.36428 | Traditional allowance
|  | PRIME COST |  |  |  |  | 14.9354
|  | Contractor Overheads | 10% |  |  |  | 1.4935 | Editable allowance
|  | Contractor Profit | 10% |  |  |  | 1.6429 | Editable allowance
|  | RATE PER BOQ UNIT | m³ |  |  |  | 18.0718 | Excluding VAT
Note | Quantities are standard estimating constants and must be adjusted for specification, method, location and supplier quotations.
DETAILED RATE ANALYSIS — EAST AFRICAN QS FORMAT
Module / Ref | MODULE 1 | 1.03 | [5 empty] | MODULE 1¦1.03
BOQ Item | Return, place and compact suitable excavated material around completed pad foundations
Unit | m³ | Pricing basis | Nairobi, Kenya — Sep 2026 | Currency | USD | VAT | Excluded
No. | Code | Resource Description | Category | Qty / BOQ Unit | Resource Unit | Rate (USD) | Amount (USD) | Remarks
1 | MAT-029 | Hardcore / murram fill | Material | 0 | m³ | 18.3617 | 0 | East African productivity / consumption constant
2 | LAB-002 | General labourer | Labour | 0.5 | hr | 0.7728 | 0.3864 | East African productivity / consumption constant
3 | LAB-014 | Site foreman / ganger | Labour | 0.05 | hr | 2.7048 | 0.13524 | East African productivity / consumption constant
4 | PLT-005 | Excavator, tracked 13t | Plant & Tools | 0.025 | day | 282.0711 | 7.0518 | East African productivity / consumption constant
5 | PLT-006 | Dumper, 3t | Plant & Tools | 0.01 | day | 142.9675 | 1.4297 | East African productivity / consumption constant
6 | SUB-001 | Testing / commissioning allowance | Subcontractor | 0 | item | 193.1994 | 0 | Verify supplier/subcontract quotation
USER ADD |  | Add another resource code in column B | [5 empty] | USER INPUT — choose a PRICES DATABANK Code and enter Qty / BOQ Unit
|  | Materials Total |  |  |  |  | 0
|  | Labour Total |  |  |  |  | 0.52164
|  | Plant & Subcontract Total |  |  |  |  | 8.4815
|  | Direct Resource Cost |  |  |  |  | 9.0031
|  | Transport / Carriage | 5% of materials |  |  |  | 0 | Adjust for haul distance
|  | Small Tools, Water & Sundries | 2.5% of labour + plant |  |  |  | 0.22508 | Traditional allowance
|  | PRIME COST |  |  |  |  | 9.2282
|  | Contractor Overheads | 10% |  |  |  | 0.92282 | Editable allowance
|  | Contractor Profit | 10% |  |  |  | 1.0151 | Editable allowance
|  | RATE PER BOQ UNIT | m³ |  |  |  | 11.1661 | Excluding VAT
Note | Quantities are standard estimating constants and must be adjusted for specification, method, location and supplier quotations.
DETAILED RATE ANALYSIS — EAST AFRICAN QS FORMAT
Module / Ref | MODULE 1 | 1.04 | [5 empty] | MODULE 1¦1.04
BOQ Item | Supply, place and compact imported selected backfill around pad foundations
Unit | m³ | Pricing basis | Nairobi, Kenya — Sep 2026 | Currency | USD | VAT | Excluded
No. | Code | Resource Description | Category | Qty / BOQ Unit | Resource Unit | Rate (USD) | Amount (USD) | Remarks
1 | MAT-029 | Hardcore / murram fill | Material | 1.1 | m³ | 18.3617 | 20.1978 | East African productivity / consumption constant
2 | MAT-006 | Coarse aggregate / crushed stone | Material | 0.1 | m³ | 16.2287 | 1.6229 | East African productivity / consumption constant
3 | LAB-002 | General labourer | Labour | 0.8 | hr | 0.7728 | 0.61824 | East African productivity / consumption constant
4 | LAB-014 | Site foreman / ganger | Labour | 0.05 | hr | 2.7048 | 0.13524 | East African productivity / consumption constant
5 | PLT-014 | Compaction plate | Plant & Tools | 0.05 | day | 46.3679 | 2.3184 | East African productivity / consumption constant
6 | PLT-006 | Dumper, 3t | Plant & Tools | 0.01 | day | 142.9675 | 1.4297 | East African productivity / consumption constant
USER ADD |  | Add another resource code in column B | [5 empty] | USER INPUT — choose a PRICES DATABANK Code and enter Qty / BOQ Unit
|  | Materials Total |  |  |  |  | 21.8207
|  | Labour Total |  |  |  |  | 0.75348
|  | Plant & Subcontract Total |  |  |  |  | 3.7481
|  | Direct Resource Cost |  |  |  |  | 26.3223
|  | Transport / Carriage | 5% of materials |  |  |  | 1.091 | Adjust for haul distance
|  | Small Tools, Water & Sundries | 2.5% of labour + plant |  |  |  | 0.11254 | Traditional allowance
|  | PRIME COST |  |  |  |  | 27.5258
|  | Contractor Overheads | 10% |  |  |  | 2.7526 | Editable allowance
|  | Contractor Profit | 10% |  |  |  | 3.0278 | Editable allowance
|  | RATE PER BOQ UNIT | m³ |  |  |  | 33.3063 | Excluding VAT
Note | Quantities are standard estimating constants and must be adjusted for specification, method, location and supplier quotations.
DETAILED RATE ANALYSIS — EAST AFRICAN QS FORMAT
Module / Ref | MODULE 1 | 1.05 | [5 empty] | MODULE 1¦1.05
BOQ Item | Supply and place lean concrete blinding beneath pad foundations to specified thickness
Unit | m³ | Pricing basis | Nairobi, Kenya — Sep 2026 | Currency | USD | VAT | Excluded
No. | Code | Resource Description | Category | Qty / BOQ Unit | Resource Unit | Rate (USD) | Amount (USD) | Remarks
1 | MAT-007 | Ready-mix concrete, C25/30 | Material | 1.03 | m³ | 117.6584 | 121.1882 | East African productivity / consumption constant
2 | MAT-002 | Ancillary fittings, supports, fixings and connection materials | Material | 0.03 | item | 40.5719 | 1.2172 | East African productivity / consumption constant
3 | LAB-007 | Concreter | Labour | 1.5 | hr | 1.3524 | 2.0286 | East African productivity / consumption constant
4 | LAB-002 | General labourer | Labour | 1.5 | hr | 0.7728 | 1.1592 | East African productivity / consumption constant
5 | PLT-003 | Poker vibrator | Plant & Tools | 0.1 | day | 23.1839 | 2.3184 | East African productivity / consumption constant
6 | PLT-012 | Concrete pump | Plant & Tools | 0.03 | day | 502.3184 | 15.0696 | East African productivity / consumption constant
USER ADD |  | Add another resource code in column B | [5 empty] | USER INPUT — choose a PRICES DATABANK Code and enter Qty / BOQ Unit
|  | Materials Total |  |  |  |  | 122.4053
|  | Labour Total |  |  |  |  | 3.1878
|  | Plant & Subcontract Total |  |  |  |  | 17.3879
|  | Direct Resource Cost |  |  |  |  | 142.9811
|  | Transport / Carriage | 5% of materials |  |  |  | 6.1203 | Adjust for haul distance
|  | Small Tools, Water & Sundries | 2.5% of labour + plant |  |  |  | 0.51439 | Traditional allowance
|  | PRIME COST |  |  |  |  | 149.6157
|  | Contractor Overheads | 10% |  |  |  | 14.9616 | Editable allowance
|  | Contractor Profit | 10% |  |  |  | 16.4577 | Editable allowance
|  | RATE PER BOQ UNIT | m³ |  |  |  | 181.035 | Excluding VAT
Note | Quantities are standard estimating constants and must be adjusted for specification, method, location and supplier quotations.
DETAILED RATE ANALYSIS — EAST AFRICAN QS FORMAT
Module / Ref | MODULE 1 | 1.06 | [5 empty] | MODULE 1¦1.06
BOQ Item | Supply, cut, bend and fix reinforcement bars, links, chairs, spacers and tying wire
Unit | t | Pricing basis | Nairobi, Kenya — Sep 2026 | Currency | USD | VAT | Excluded
No. | Code | Resource Description | Category | Qty / BOQ Unit | Resource Unit | Rate (USD) | Amount (USD) | Remarks
1 | MAT-009 | Reinforcement steel bar (rebar) | Material | 1.05 | tonne | 1176.5842 | 1235.4134 | East African productivity / consumption constant
2 | MAT-002 | Ancillary fittings, supports, fixings and connection materials | Material | 0.08 | item | 40.5719 | 3.2457 | East African productivity / consumption constant
3 | LAB-006 | Steel fixer | Labour | 20 | hr | 1.5456 | 30.9119 | East African productivity / consumption constant
4 | LAB-002 | General labourer | Labour | 10 | hr | 0.7728 | 7.728 | East African productivity / consumption constant
5 | PLT-007 | Mobile crane, 25t | Plant & Tools | 0.05 | day | 1062.5966 | 53.1298 | East African productivity / consumption constant
6 | PLT-016 | Small tools & consumables (allowance) | Plant & Tools | 2 | hr | 0.5796 | 1.1592 | East African productivity / consumption constant
USER ADD |  | Add another resource code in column B | [5 empty] | USER INPUT — choose a PRICES DATABANK Code and enter Qty / BOQ Unit
|  | Materials Total |  |  |  |  | 1238.6592
|  | Labour Total |  |  |  |  | 38.6399
|  | Plant & Subcontract Total |  |  |  |  | 54.289
|  | Direct Resource Cost |  |  |  |  | 1331.5881
|  | Transport / Carriage | 5% of materials |  |  |  | 61.933 | Adjust for haul distance
|  | Small Tools, Water & Sundries | 2.5% of labour + plant |  |  |  | 2.3232 | Traditional allowance
|  | PRIME COST |  |  |  |  | 1395.8443
|  | Contractor Overheads | 10% |  |  |  | 139.5844 | Editable allowance
|  | Contractor Profit | 10% |  |  |  | 153.5429 | Editable allowance
|  | RATE PER BOQ UNIT | t |  |  |  | 1688.9716 | Excluding VAT
Note | Quantities are standard estimating constants and must be adjusted for specification, method, location and supplier quotations.
DETAILED RATE ANALYSIS — EAST AFRICAN QS FORMAT
Module / Ref | MODULE 1 | 1.07 | [5 empty] | MODULE 1¦1.07
BOQ Item | Supply, place, compact and cure reinforced concrete pad foundations of specified concrete grade
Unit | m³ | Pricing basis | Nairobi, Kenya — Sep 2026 | Currency | USD | VAT | Excluded
No. | Code | Resource Description | Category | Qty / BOQ Unit | Resource Unit | Rate (USD) | Amount (USD) | Remarks
1 | MAT-008 | Ready-mix concrete, C32/40 | Material | 1.03 | m³ | 129.83 | 133.7249 | East African productivity / consumption constant
2 | MAT-002 | Ancillary fittings, supports, fixings and connection materials | Material | 0.03 | item | 40.5719 | 1.2172 | East African productivity / consumption constant
3 | LAB-007 | Concreter | Labour | 1.5 | hr | 1.3524 | 2.0286 | East African productivity / consumption constant
4 | LAB-002 | General labourer | Labour | 1.5 | hr | 0.7728 | 1.1592 | East African productivity / consumption constant
5 | PLT-003 | Poker vibrator | Plant & Tools | 0.1 | day | 23.1839 | 2.3184 | East African productivity / consumption constant
6 | PLT-012 | Concrete pump | Plant & Tools | 0.03 | day | 502.3184 | 15.0696 | East African productivity / consumption constant
USER ADD |  | Add another resource code in column B | [5 empty] | USER INPUT — choose a PRICES DATABANK Code and enter Qty / BOQ Unit
|  | Materials Total |  |  |  |  | 134.942
|  | Labour Total |  |  |  |  | 3.1878
|  | Plant & Subcontract Total |  |  |  |  | 17.3879
|  | Direct Resource Cost |  |  |  |  | 155.5178
|  | Transport / Carriage | 5% of materials |  |  |  | 6.7471 | Adjust for haul distance
|  | Small Tools, Water & Sundries | 2.5% of labour + plant |  |  |  | 0.51439 | Traditional allowance
|  | PRIME COST |  |  |  |  | 162.7793
|  | Contractor Overheads | 10% |  |  |  | 16.2779 | Editable allowance
|  | Contractor Profit | 10% |  |  |  | 17.9057 | Editable allowance
|  | RATE PER BOQ UNIT | m³ |  |  |  | 196.9629 | Excluding VAT
Note | Quantities are standard estimating constants and must be adjusted for specification, method, location and supplier quotations.
DETAILED RATE ANALYSIS — EAST AFRICAN QS FORMAT
Module / Ref | MODULE 1 | 1.08 | [5 empty] | MODULE 1¦1.08
BOQ Item | Provide formwork to exposed vertical sides of pad foundations
Unit | m² | Pricing basis | Nairobi, Kenya — Sep 2026 | Currency | USD | VAT | Excluded
No. | Code | Resource Description | Category | Qty / BOQ Unit | Resource Unit | Rate (USD) | Amount (USD) | Remarks
1 | MAT-015 | Plywood sheet, 18mm | Material | 0.35 | m² | 7.7087 | 2.698 | East African productivity / consumption constant
2 | MAT-014 | Timber, softwood | Material | 0.02 | m³ | 527.4343 | 10.5487 | East African productivity / consumption constant
3 | LAB-005 | Carpenter / joiner | Labour | 0.8 | hr | 1.7388 | 1.391 | East African productivity / consumption constant
4 | LAB-002 | General labourer | Labour | 0.5 | hr | 0.7728 | 0.3864 | East African productivity / consumption constant
5 | PLT-016 | Small tools & consumables (allowance) | Plant & Tools | 0.1 | hr | 0.5796 | 0.05796 | East African productivity / consumption constant
6 | MAT-002 | Ancillary fittings, supports, fixings and connection materials | Material | 0.03 | item | 40.5719 | 1.2172 | East African productivity / consumption constant
USER ADD |  | Add another resource code in column B | [5 empty] | USER INPUT — choose a PRICES DATABANK Code and enter Qty / BOQ Unit
|  | Materials Total |  |  |  |  | 14.4639
|  | Labour Total |  |  |  |  | 1.7774
|  | Plant & Subcontract Total |  |  |  |  | 0.05796
|  | Direct Resource Cost |  |  |  |  | 16.2993
|  | Transport / Carriage | 5% of materials |  |  |  | 0.72319 | Adjust for haul distance
|  | Small Tools, Water & Sundries | 2.5% of labour + plant |  |  |  | 0.045885 | Traditional allowance
|  | PRIME COST |  |  |  |  | 17.0683
|  | Contractor Overheads | 10% |  |  |  | 1.7068 | Editable allowance
|  | Contractor Profit | 10% |  |  |  | 1.8775 | Editable allowance
|  | RATE PER BOQ UNIT | m² |  |  |  | 20.6527 | Excluding VAT
Note | Quantities are standard estimating constants and must be adjusted for specification, method, location and supplier quotations.
DETAILED RATE ANALYSIS — EAST AFRICAN QS FORMAT
Module / Ref | MODULE 1 | 1.09 | [5 empty] | MODULE 1¦1.09
BOQ Item | Provide waterproofing membrane to horizontal and vertical foundation surfaces, including laps and turn-ups
Unit | m² | Pricing basis | Nairobi, Kenya — Sep 2026 | Currency | USD | VAT | Excluded
No. | Code | Resource Description | Category | Qty / BOQ Unit | Resource Unit | Rate (USD) | Amount (USD) | Remarks
1 | MAT-024 | Waterproof membrane | Material | 1.1 | m² | 6.8972 | 7.5869 | East African productivity / consumption constant
2 | MAT-002 | Ancillary fittings, supports, fixings and connection materials | Material | 0.03 | item | 40.5719 | 1.2172 | East African productivity / consumption constant
3 | LAB-003 | Skilled labourer | Labour | 0.3 | hr | 1.1592 | 0.34776 | East African productivity / consumption constant
4 | LAB-002 | General labourer | Labour | 0.2 | hr | 0.7728 | 0.15456 | East African productivity / consumption constant
5 | PLT-016 | Small tools & consumables (allowance) | Plant & Tools | 0.05 | hr | 0.5796 | 0.02898 | East African productivity / consumption constant
6 | SUB-001 | Testing / commissioning allowance | Subcontractor | 0 | item | 193.1994 | 0 | Verify supplier/subcontract quotation
USER ADD |  | Add another resource code in column B | [5 empty] | USER INPUT — choose a PRICES DATABANK Code and enter Qty / BOQ Unit
|  | Materials Total |  |  |  |  | 8.8041
|  | Labour Total |  |  |  |  | 0.50232
|  | Plant & Subcontract Total |  |  |  |  | 0.02898
|  | Direct Resource Cost |  |  |  |  | 9.3354
|  | Transport / Carriage | 5% of materials |  |  |  | 0.4402 | Adjust for haul distance
|  | Small Tools, Water & Sundries | 2.5% of labour + plant |  |  |  | 0.013282 | Traditional allowance
|  | PRIME COST |  |  |  |  | 9.7889
|  | Contractor Overheads | 10% |  |  |  | 0.97889 | Editable allowance
|  | Contractor Profit | 10% |  |  |  | 1.0768 | Editable allowance
|  | RATE PER BOQ UNIT | m² |  |  |  | 11.8445 | Excluding VAT
Note | Quantities are standard estimating constants and must be adjusted for specification, method, location and supplier quotations.
DETAILED RATE ANALYSIS — EAST AFRICAN QS FORMAT
Module / Ref | MODULE 1 | 1.1 | [5 empty] | MODULE 1¦1.1
BOQ Item | Provide protection board or protection fleece over the complete waterproofed foundation surface
Unit | m² | Pricing basis | Nairobi, Kenya — Sep 2026 | Currency | USD | VAT | Excluded
No. | Code | Resource Description | Category | Qty / BOQ Unit | Resource Unit | Rate (USD) | Amount (USD) | Remarks
1 | MAT-024 | Waterproof membrane | Material | 1.1 | m² | 6.8972 | 7.5869 | East African productivity / consumption constant
2 | MAT-002 | Ancillary fittings, supports, fixings and connection materials | Material | 0.03 | item | 40.5719 | 1.2172 | East African productivity / consumption constant
3 | LAB-003 | Skilled labourer | Labour | 0.3 | hr | 1.1592 | 0.34776 | East African productivity / consumption constant
4 | LAB-002 | General labourer | Labour | 0.2 | hr | 0.7728 | 0.15456 | East African productivity / consumption constant
5 | PLT-016 | Small tools & consumables (allowance) | Plant & Tools | 0.05 | hr | 0.5796 | 0.02898 | East African productivity / consumption constant
6 | SUB-001 | Testing / commissioning allowance | Subcontractor | 0 | item | 193.1994 | 0 | Verify supplier/subcontract quotation
USER ADD |  | Add another resource code in column B | [5 empty] | USER INPUT — choose a PRICES DATABANK Code and enter Qty / BOQ Unit
|  | Materials Total |  |  |  |  | 8.8041
|  | Labour Total |  |  |  |  | 0.50232
|  | Plant & Subcontract Total |  |  |  |  | 0.02898
|  | Direct Resource Cost |  |  |  |  | 9.3354
|  | Transport / Carriage | 5% of materials |  |  |  | 0.4402 | Adjust for haul distance
|  | Small Tools, Water & Sundries | 2.5% of labour + plant |  |  |  | 0.013282 | Traditional allowance
|  | PRIME COST |  |  |  |  | 9.7889
|  | Contractor Overheads | 10% |  |  |  | 0.97889 | Editable allowance
|  | Contractor Profit | 10% |  |  |  | 1.0768 | Editable allowance
|  | RATE PER BOQ UNIT | m² |  |  |  | 11.8445 | Excluding VAT
Note | Quantities are standard estimating constants and must be adjusted for specification, method, location and supplier quotations.
DETAILED RATE ANALYSIS — EAST AFRICAN QS FORMAT
Module / Ref | MODULE 1 | 1.11 | [5 empty] | MODULE 1¦1.11
BOQ Item | Supply and install holding-down bolts or anchor assemblies, classified by type and size
Unit | nr | Pricing basis | Nairobi, Kenya — Sep 2026 | Currency | USD | VAT | Excluded
No. | Code | Resource Description | Category | Qty / BOQ Unit | Resource Unit | Rate (USD) | Amount (USD) | Remarks
1 | MAT-114 | Holding-down bolt / cast-in fixing | Material | 1 | nr | 28.4003 | 28.4003 | Specific East African resource constant
2 | MAT-002 | Ancillary fittings, supports, fixings and connection materials | Material | 0.03 | item | 40.5719 | 1.2172 | Specific East African resource constant
3 | LAB-006 | Steel fixer | Labour | 1 | hr | 1.5456 | 1.5456 | Specific East African resource constant
4 | LAB-002 | General labourer | Labour | 0.5 | hr | 0.7728 | 0.3864 | Specific East African resource constant
5 | PLT-017 | Welding set | Plant & Tools | 0.02 | day | 46.3679 | 0.92736 | Specific East African resource constant
6 | SUB-001 | Testing / commissioning allowance | Subcontractor | 0 | item | 193.1994 | 0 | Verify local quotation / authority charge
|  | Materials Total |  |  |  |  | 29.6175
|  | Labour Total |  |  |  |  | 1.932
|  | Plant & Subcontract Total |  |  |  |  | 0.92736
|  | Direct Resource Cost |  |  |  |  | 32.4768
|  | Transport / Carriage | 5% of materials |  |  |  | 1.4809 | Adjust for haul distance
|  | Small Tools, Water & Sundries | 2.5% of labour + plant |  |  |  | 0.071484 | Traditional allowance
|  | PRIME COST |  |  |  |  | 34.0292
|  | Contractor Overheads | 10% |  |  |  | 3.4029 | Editable allowance
|  | Contractor Profit | 10% |  |  |  | 3.7432 | Editable allowance
|  | RATE PER BOQ UNIT | nr |  |  |  | 41.1753 | Excluding VAT
Note | Quantities are standard estimating constants and must be adjusted for specification, method, location and supplier quotations.
DETAILED RATE ANALYSIS — EAST AFRICAN QS FORMAT
Module / Ref | MODULE 1 | 1.12 | [5 empty] | MODULE 1¦1.12
BOQ Item | Supply and install embedded plates, earthing lugs, sockets or other cast-in components
Unit | nr | Pricing basis | Nairobi, Kenya — Sep 2026 | Currency | USD | VAT | Excluded
No. | Code | Resource Description | Category | Qty / BOQ Unit | Resource Unit | Rate (USD) | Amount (USD) | Remarks
1 | MAT-114 | Holding-down bolt / cast-in fixing | Material | 1 | nr | 28.4003 | 28.4003 | Specific East African resource constant
2 | MAT-002 | Ancillary fittings, supports, fixings and connection materials | Material | 0.03 | item | 40.5719 | 1.2172 | Specific East African resource constant
3 | LAB-006 | Steel fixer | Labour | 1 | hr | 1.5456 | 1.5456 | Specific East African resource constant
4 | LAB-002 | General labourer | Labour | 0.5 | hr | 0.7728 | 0.3864 | Specific East African resource constant
5 | PLT-017 | Welding set | Plant & Tools | 0.02 | day | 46.3679 | 0.92736 | Specific East African resource constant
6 | SUB-001 | Testing / commissioning allowance | Subcontractor | 0 | item | 193.1994 | 0 | Verify local quotation / authority charge
|  | Materials Total |  |  |  |  | 29.6175
|  | Labour Total |  |  |  |  | 1.932
|  | Plant & Subcontract Total |  |  |  |  | 0.92736
|  | Direct Resource Cost |  |  |  |  | 32.4768
|  | Transport / Carriage | 5% of materials |  |  |  | 1.4809 | Adjust for haul distance
|  | Small Tools, Water & Sundries | 2.5% of labour + plant |  |  |  | 0.071484 | Traditional allowance
|  | PRIME COST |  |  |  |  | 34.0292
|  | Contractor Overheads | 10% |  |  |  | 3.4029 | Editable allowance
|  | Contractor Profit | 10% |  |  |  | 3.7432 | Editable allowance
|  | RATE PER BOQ UNIT | nr |  |  |  | 41.1753 | Excluding VAT
Note | Quantities are standard estimating constants and must be adjusted for specification, method, location and supplier quotations.
DETAILED RATE ANALYSIS — EAST AFRICAN QS FORMAT
Module / Ref | MODULE 1 | 1.13 | [5 empty] | MODULE 1¦1.13
BOQ Item | Form and seal construction joints, including waterstop where specified
Unit | m | Pricing basis | Nairobi, Kenya — Sep 2026 | Currency | USD | VAT | Excluded
No. | Code | Resource Description | Category | Qty / BOQ Unit | Resource Unit | Rate (USD) | Amount (USD) | Remarks
1 | MAT-002 | Ancillary fittings, supports, fixings and connection materials | Material | 0.05 | item | 40.5719 | 2.0286 | East African productivity / consumption constant
2 | MAT-001 | Specified item / equipment (compliance / BIM item) | Material | 0.01 | item | 405.7187 | 4.0572 | Verify supplier/subcontract quotation
3 | LAB-003 | Skilled labourer | Labour | 0.25 | hr | 1.1592 | 0.2898 | East African productivity / consumption constant
4 | LAB-002 | General labourer | Labour | 0.12 | hr | 0.7728 | 0.092736 | East African productivity / consumption constant
5 | PLT-016 | Small tools & consumables (allowance) | Plant & Tools | 0.05 | hr | 0.5796 | 0.02898 | East African productivity / consumption constant
6 | SUB-001 | Testing / commissioning allowance | Subcontractor | 0 | item | 193.1994 | 0 | Verify supplier/subcontract quotation
|  | Materials Total |  |  |  |  | 6.0858
|  | Labour Total |  |  |  |  | 0.38253
|  | Plant & Subcontract Total |  |  |  |  | 0.02898
|  | Direct Resource Cost |  |  |  |  | 6.4973
|  | Transport / Carriage | 5% of materials |  |  |  | 0.30429 | Adjust for haul distance
|  | Small Tools, Water & Sundries | 2.5% of labour + plant |  |  |  | 0.010288 | Traditional allowance
|  | PRIME COST |  |  |  |  | 6.8119
|  | Contractor Overheads | 10% |  |  |  | 0.68119 | Editable allowance
|  | Contractor Profit | 10% |  |  |  | 0.74931 | Editable allowance
|  | RATE PER BOQ UNIT | m |  |  |  | 8.2424 | Excluding VAT
Note | Quantities are standard estimating constants and must be adjusted for specification, method, location and supplier quotations.
DETAILED RATE ANALYSIS — EAST AFRICAN QS FORMAT
Module / Ref | MODULE 1 | 1.14 | [5 empty] | MODULE 1¦1.14
BOQ Item | Apply fair-faced or other specified finish to exposed concrete surfaces
Unit | m² | Pricing basis | Nairobi, Kenya — Sep 2026 | Currency | USD | VAT | Excluded
No. | Code | Resource Description | Category | Qty / BOQ Unit | Resource Unit | Rate (USD) | Amount (USD) | Remarks
1 | MAT-002 | Ancillary fittings, supports, fixings and connection materials | Material | 0.12 | item | 40.5719 | 4.8686 | East African productivity / consumption constant
2 | MAT-001 | Specified item / equipment (compliance / BIM item) | Material | 0.02 | item | 405.7187 | 8.1144 | Verify supplier/subcontract quotation
3 | LAB-003 | Skilled labourer | Labour | 0.5 | hr | 1.1592 | 0.5796 | East African productivity / consumption constant
4 | LAB-002 | General labourer | Labour | 0.25 | hr | 0.7728 | 0.1932 | East African productivity / consumption constant
5 | PLT-016 | Small tools & consumables (allowance) | Plant & Tools | 0.08 | hr | 0.5796 | 0.046368 | East African productivity / consumption constant
6 | SUB-001 | Testing / commissioning allowance | Subcontractor | 0 | item | 193.1994 | 0 | Verify supplier/subcontract quotation
|  | Materials Total |  |  |  |  | 12.983
|  | Labour Total |  |  |  |  | 0.7728
|  | Plant & Subcontract Total |  |  |  |  | 0.046368
|  | Direct Resource Cost |  |  |  |  | 13.8022
|  | Transport / Carriage | 5% of materials |  |  |  | 0.64915 | Adjust for haul distance
|  | Small Tools, Water & Sundries | 2.5% of labour + plant |  |  |  | 0.020479 | Traditional allowance
|  | PRIME COST |  |  |  |  | 14.4718
|  | Contractor Overheads | 10% |  |  |  | 1.4472 | Editable allowance
|  | Contractor Profit | 10% |  |  |  | 1.5919 | Editable allowance
|  | RATE PER BOQ UNIT | m² |  |  |  | 17.5109 | Excluding VAT
Note | Quantities are standard estimating constants and must be adjusted for specification, method, location and supplier quotations.
DETAILED RATE ANALYSIS — EAST AFRICAN QS FORMAT
Module / Ref | MODULE 1 | 1.15 | [5 empty] | MODULE 1¦1.15
BOQ Item | Apply concrete sealer to the complete measured finished concrete surface
Unit | m² | Pricing basis | Nairobi, Kenya — Sep 2026 | Currency | USD | VAT | Excluded
No. | Code | Resource Description | Category | Qty / BOQ Unit | Resource Unit | Rate (USD) | Amount (USD) | Remarks
1 | MAT-018 | Emulsion paint | Material | 0.22 | litre | 5.2743 | 1.1604 | East African productivity / consumption constant
2 | MAT-002 | Ancillary fittings, supports, fixings and connection materials | Material | 0.015 | item | 40.5719 | 0.60858 | East African productivity / consumption constant
3 | LAB-009 | Painter & decorator | Labour | 0.4 | hr | 1.3524 | 0.54096 | East African productivity / consumption constant
4 | LAB-002 | General labourer | Labour | 0.1 | hr | 0.7728 | 0.07728 | East African productivity / consumption constant
5 | PLT-016 | Small tools & consumables (allowance) | Plant & Tools | 0.05 | hr | 0.5796 | 0.02898 | East African productivity / consumption constant
6 | SUB-001 | Testing / commissioning allowance | Subcontractor | 0 | item | 193.1994 | 0 | Verify supplier/subcontract quotation
|  | Materials Total |  |  |  |  | 1.7689
|  | Labour Total |  |  |  |  | 0.61824
|  | Plant & Subcontract Total |  |  |  |  | 0.02898
|  | Direct Resource Cost |  |  |  |  | 2.4162
|  | Transport / Carriage | 5% of materials |  |  |  | 0.088447 | Adjust for haul distance
|  | Small Tools, Water & Sundries | 2.5% of labour + plant |  |  |  | 0.01618 | Traditional allowance
|  | PRIME COST |  |  |  |  | 2.5208
|  | Contractor Overheads | 10% |  |  |  | 0.25208 | Editable allowance
|  | Contractor Profit | 10% |  |  |  | 0.27729 | Editable allowance
|  | RATE PER BOQ UNIT | m² |  |  |  | 3.0501 | Excluding VAT
Note | Quantities are standard estimating constants and must be adjusted for specification, method, location and supplier quotations.
DETAILED RATE ANALYSIS — EAST AFRICAN QS FORMAT
Module / Ref | MODULE 1 | 2.01 | [5 empty] | MODULE 1¦2.01
BOQ Item | Excavate trenches for strip foundations to required width and depth, including trimming formation
Unit | m³ | Pricing basis | Nairobi, Kenya — Sep 2026 | Currency | USD | VAT | Excluded
No. | Code | Resource Description | Category | Qty / BOQ Unit | Resource Unit | Rate (USD) | Amount (USD) | Remarks
1 | MAT-029 | Hardcore / murram fill | Material | 0 | m³ | 18.3617 | 0 | East African productivity / consumption constant
2 | LAB-002 | General labourer | Labour | 0.5 | hr | 0.7728 | 0.3864 | East African productivity / consumption constant
3 | LAB-014 | Site foreman / ganger | Labour | 0.05 | hr | 2.7048 | 0.13524 | East African productivity / consumption constant
4 | PLT-005 | Excavator, tracked 13t | Plant & Tools | 0.025 | day | 282.0711 | 7.0518 | East African productivity / consumption constant
5 | PLT-006 | Dumper, 3t | Plant & Tools | 0.01 | day | 142.9675 | 1.4297 | East African productivity / consumption constant
6 | SUB-001 | Testing / commissioning allowance | Subcontractor | 0 | item | 193.1994 | 0 | Verify supplier/subcontract quotation
|  | Materials Total |  |  |  |  | 0
|  | Labour Total |  |  |  |  | 0.52164
|  | Plant & Subcontract Total |  |  |  |  | 8.4815
|  | Direct Resource Cost |  |  |  |  | 9.0031
|  | Transport / Carriage | 5% of materials |  |  |  | 0 | Adjust for haul distance
|  | Small Tools, Water & Sundries | 2.5% of labour + plant |  |  |  | 0.22508 | Traditional allowance
|  | PRIME COST |  |  |  |  | 9.2282
|  | Contractor Overheads | 10% |  |  |  | 0.92282 | Editable allowance
|  | Contractor Profit | 10% |  |  |  | 1.0151 | Editable allowance
|  | RATE PER BOQ UNIT | m³ |  |  |  | 11.1661 | Excluding VAT
Note | Quantities are standard estimating constants and must be adjusted for specification, method, location and supplier quotations.
DETAILED RATE ANALYSIS — EAST AFRICAN QS FORMAT
Module / Ref | MODULE 1 | 2.02 | [5 empty] | MODULE 1¦2.02
BOQ Item | Cart away and dispose of surplus excavated material off site
Unit | m³ | Pricing basis | Nairobi, Kenya — Sep 2026 | Currency | USD | VAT | Excluded
No. | Code | Resource Description | Category | Qty / BOQ Unit | Resource Unit | Rate (USD) | Amount (USD) | Remarks
1 | MAT-029 | Hardcore / murram fill | Material | 0 | m³ | 18.3617 | 0 | East African productivity / consumption constant
2 | LAB-002 | General labourer | Labour | 0.3 | hr | 0.7728 | 0.23184 | East African productivity / consumption constant
3 | LAB-014 | Site foreman / ganger | Labour | 0.03 | hr | 2.7048 | 0.081144 | East African productivity / consumption constant
4 | PLT-006 | Dumper, 3t | Plant & Tools | 0.08 | day | 142.9675 | 11.4374 | East African productivity / consumption constant
5 | PLT-005 | Excavator, tracked 13t | Plant & Tools | 0.01 | day | 282.0711 | 2.8207 | East African productivity / consumption constant
6 | SUB-001 | Testing / commissioning allowance | Subcontractor | 0 | item | 193.1994 | 0 | Verify supplier/subcontract quotation
|  | Materials Total |  |  |  |  | 0
|  | Labour Total |  |  |  |  | 0.31298
|  | Plant & Subcontract Total |  |  |  |  | 14.2581
|  | Direct Resource Cost |  |  |  |  | 14.5711
|  | Transport / Carriage | 5% of materials |  |  |  | 0 | Adjust for haul distance
|  | Small Tools, Water & Sundries | 2.5% of labour + plant |  |  |  | 0.36428 | Traditional allowance
|  | PRIME COST |  |  |  |  | 14.9354
|  | Contractor Overheads | 10% |  |  |  | 1.4935 | Editable allowance
|  | Contractor Profit | 10% |  |  |  | 1.6429 | Editable allowance
|  | RATE PER BOQ UNIT | m³ |  |  |  | 18.0718 | Excluding VAT
Note | Quantities are standard estimating constants and must be adjusted for specification, method, location and supplier quotations.
DETAILED RATE ANALYSIS — EAST AFRICAN QS FORMAT
Module / Ref | MODULE 1 | 2.03 | [5 empty] | MODULE 1¦2.03
BOQ Item | Return, place and compact suitable excavated material to sides of strip foundations
Unit | m³ | Pricing basis | Nairobi, Kenya — Sep 2026 | Currency | USD | VAT | Excluded
No. | Code | Resource Description | Category | Qty / BOQ Unit | Resource Unit | Rate (USD) | Amount (USD) | Remarks
1 | MAT-029 | Hardcore / murram fill | Material | 0 | m³ | 18.3617 | 0 | East African productivity / consumption constant
2 | LAB-002 | General labourer | Labour | 0.5 | hr | 0.7728 | 0.3864 | East African productivity / consumption constant
3 | LAB-014 | Site foreman / ganger | Labour | 0.05 | hr | 2.7048 | 0.13524 | East African productivity / consumption constant
4 | PLT-005 | Excavator, tracked 13t | Plant & Tools | 0.025 | day | 282.0711 | 7.0518 | East African productivity / consumption constant
5 | PLT-006 | Dumper, 3t | Plant & Tools | 0.01 | day | 142.9675 | 1.4297 | East African productivity / consumption constant
6 | SUB-001 | Testing / commissioning allowance | Subcontractor | 0 | item | 193.1994 | 0 | Verify supplier/subcontract quotation
|  | Materials Total |  |  |  |  | 0
|  | Labour Total |  |  |  |  | 0.52164
|  | Plant & Subcontract Total |  |  |  |  | 8.4815
|  | Direct Resource Cost |  |  |  |  | 9.0031
|  | Transport / Carriage | 5% of materials |  |  |  | 0 | Adjust for haul distance
|  | Small Tools, Water & Sundries | 2.5% of labour + plant |  |  |  | 0.22508 | Traditional allowance
|  | PRIME COST |  |  |  |  | 9.2282
|  | Contractor Overheads | 10% |  |  |  | 0.92282 | Editable allowance
|  | Contractor Profit | 10% |  |  |  | 1.0151 | Editable allowance
|  | RATE PER BOQ UNIT | m³ |  |  |  | 11.1661 | Excluding VAT
Note | Quantities are standard estimating constants and must be adjusted for specification, method, location and supplier quotations.
DETAILED RATE ANALYSIS — EAST AFRICAN QS FORMAT
Module / Ref | MODULE 1 | 2.04 | [5 empty] | MODULE 1¦2.04
BOQ Item | Supply, place and compact imported selected backfill to sides of strip foundations
Unit | m³ | Pricing basis | Nairobi, Kenya — Sep 2026 | Currency | USD | VAT | Excluded
No. | Code | Resource Description | Category | Qty / BOQ Unit | Resource Unit | Rate (USD) | Amount (USD) | Remarks
1 | MAT-029 | Hardcore / murram fill | Material | 1.1 | m³ | 18.3617 | 20.1978 | East African productivity / consumption constant
2 | MAT-006 | Coarse aggregate / crushed stone | Material | 0.1 | m³ | 16.2287 | 1.6229 | East African productivity / consumption constant
3 | LAB-002 | General labourer | Labour | 0.8 | hr | 0.7728 | 0.61824 | East African productivity / consumption constant
4 | LAB-014 | Site foreman / ganger | Labour | 0.05 | hr | 2.7048 | 0.13524 | East African productivity / consumption constant
5 | PLT-014 | Compaction plate | Plant & Tools | 0.05 | day | 46.3679 | 2.3184 | East African productivity / consumption constant
6 | PLT-006 | Dumper, 3t | Plant & Tools | 0.01 | day | 142.9675 | 1.4297 | East African productivity / consumption constant
|  | Materials Total |  |  |  |  | 21.8207
|  | Labour Total |  |  |  |  | 0.75348
|  | Plant & Subcontract Total |  |  |  |  | 3.7481
|  | Direct Resource Cost |  |  |  |  | 26.3223
|  | Transport / Carriage | 5% of materials |  |  |  | 1.091 | Adjust for haul distance
|  | Small Tools, Water & Sundries | 2.5% of labour + plant |  |  |  | 0.11254 | Traditional allowance
|  | PRIME COST |  |  |  |  | 27.5258
|  | Contractor Overheads | 10% |  |  |  | 2.7526 | Editable allowance
|  | Contractor Profit | 10% |  |  |  | 3.0278 | Editable allowance
|  | RATE PER BOQ UNIT | m³ |  |  |  | 33.3063 | Excluding VAT
Note | Quantities are standard estimating constants and must be adjusted for specification, method, location and supplier quotations.
DETAILED RATE ANALYSIS — EAST AFRICAN QS FORMAT
Module / Ref | MODULE 1 | 2.05 | [5 empty] | MODULE 1¦2.05
BOQ Item | Supply and place lean concrete blinding beneath strip foundations
Unit | m³ | Pricing basis | Nairobi, Kenya — Sep 2026 | Currency | USD | VAT | Excluded
No. | Code | Resource Description | Category | Qty / BOQ Unit | Resource Unit | Rate (USD) | Amount (USD) | Remarks
1 | MAT-007 | Ready-mix concrete, C25/30 | Material | 1.03 | m³ | 117.6584 | 121.1882 | East African productivity / consumption constant
2 | MAT-002 | Ancillary fittings, supports, fixings and connection materials | Material | 0.03 | item | 40.5719 | 1.2172 | East African productivity / consumption constant
3 | LAB-007 | Concreter | Labour | 1.5 | hr | 1.3524 | 2.0286 | East African productivity / consumption constant
4 | LAB-002 | General labourer | Labour | 1.5 | hr | 0.7728 | 1.1592 | East African productivity / consumption constant
5 | PLT-003 | Poker vibrator | Plant & Tools | 0.1 | day | 23.1839 | 2.3184 | East African productivity / consumption constant
6 | PLT-012 | Concrete pump | Plant & Tools | 0.03 | day | 502.3184 | 15.0696 | East African productivity / consumption constant
|  | Materials Total |  |  |  |  | 122.4053
|  | Labour Total |  |  |  |  | 3.1878
|  | Plant & Subcontract Total |  |  |  |  | 17.3879
|  | Direct Resource Cost |  |  |  |  | 142.9811
|  | Transport / Carriage | 5% of materials |  |  |  | 6.1203 | Adjust for haul distance
|  | Small Tools, Water & Sundries | 2.5% of labour + plant |  |  |  | 0.51439 | Traditional allowance
|  | PRIME COST |  |  |  |  | 149.6157
|  | Contractor Overheads | 10% |  |  |  | 14.9616 | Editable allowance
|  | Contractor Profit | 10% |  |  |  | 16.4577 | Editable allowance
|  | RATE PER BOQ UNIT | m³ |  |  |  | 181.035 | Excluding VAT
Note | Quantities are standard estimating constants and must be adjusted for specification, method, location and supplier quotations.
DETAILED RATE ANALYSIS — EAST AFRICAN QS FORMAT
Module / Ref | MODULE 1 | 2.06 | [5 empty] | MODULE 1¦2.06
BOQ Item | Supply, cut, bend and fix reinforcement bars, links and associated accessories
Unit | t | Pricing basis | Nairobi, Kenya — Sep 2026 | Currency | USD | VAT | Excluded
No. | Code | Resource Description | Category | Qty / BOQ Unit | Resource Unit | Rate (USD) | Amount (USD) | Remarks
1 | MAT-009 | Reinforcement steel bar (rebar) | Material | 1.05 | tonne | 1176.5842 | 1235.4134 | East African productivity / consumption constant
2 | MAT-002 | Ancillary fittings, supports, fixings and connection materials | Material | 0.08 | item | 40.5719 | 3.2457 | East African productivity / consumption constant
3 | LAB-006 | Steel fixer | Labour | 20 | hr | 1.5456 | 30.9119 | East African productivity / consumption constant
4 | LAB-002 | General labourer | Labour | 10 | hr | 0.7728 | 7.728 | East African productivity / consumption constant
5 | PLT-007 | Mobile crane, 25t | Plant & Tools | 0.05 | day | 1062.5966 | 53.1298 | East African productivity / consumption constant
6 | PLT-016 | Small tools & consumables (allowance) | Plant & Tools | 2 | hr | 0.5796 | 1.1592 | East African productivity / consumption constant
|  | Materials Total |  |  |  |  | 1238.6592
|  | Labour Total |  |  |  |  | 38.6399
|  | Plant & Subcontract Total |  |  |  |  | 54.289
|  | Direct Resource Cost |  |  |  |  | 1331.5881
|  | Transport / Carriage | 5% of materials |  |  |  | 61.933 | Adjust for haul distance
|  | Small Tools, Water & Sundries | 2.5% of labour + plant |  |  |  | 2.3232 | Traditional allowance
|  | PRIME COST |  |  |  |  | 1395.8443
|  | Contractor Overheads | 10% |  |  |  | 139.5844 | Editable allowance
|  | Contractor Profit | 10% |  |  |  | 153.5429 | Editable allowance
|  | RATE PER BOQ UNIT | t |  |  |  | 1688.9716 | Excluding VAT
Note | Quantities are standard estimating constants and must be adjusted for specification, method, location and supplier quotations.
DETAILED RATE ANALYSIS — EAST AFRICAN QS FORMAT
Module / Ref | MODULE 1 | 2.07 | [5 empty] | MODULE 1¦2.07
BOQ Item | Supply, place, compact and cure reinforced concrete strip foundations
Unit | m³ | Pricing basis | Nairobi, Kenya — Sep 2026 | Currency | USD | VAT | Excluded
No. | Code | Resource Description | Category | Qty / BOQ Unit | Resource Unit | Rate (USD) | Amount (USD) | Remarks
1 | MAT-008 | Ready-mix concrete, C32/40 | Material | 1.03 | m³ | 129.83 | 133.7249 | East African productivity / consumption constant
2 | MAT-002 | Ancillary fittings, supports, fixings and connection materials | Material | 0.03 | item | 40.5719 | 1.2172 | East African productivity / consumption constant
3 | LAB-007 | Concreter | Labour | 1.5 | hr | 1.3524 | 2.0286 | East African productivity / consumption constant
4 | LAB-002 | General labourer | Labour | 1.5 | hr | 0.7728 | 1.1592 | East African productivity / consumption constant
5 | PLT-003 | Poker vibrator | Plant & Tools | 0.1 | day | 23.1839 | 2.3184 | East African productivity / consumption constant
6 | PLT-012 | Concrete pump | Plant & Tools | 0.03 | day | 502.3184 | 15.0696 | East African productivity / consumption constant
|  | Materials Total |  |  |  |  | 134.942
|  | Labour Total |  |  |  |  | 3.1878
|  | Plant & Subcontract Total |  |  |  |  | 17.3879
|  | Direct Resource Cost |  |  |  |  | 155.5178
|  | Transport / Carriage | 5% of materials |  |  |  | 6.7471 | Adjust for haul distance
|  | Small Tools, Water & Sundries | 2.5% of labour + plant |  |  |  | 0.51439 | Traditional allowance
|  | PRIME COST |  |  |  |  | 162.7793
|  | Contractor Overheads | 10% |  |  |  | 16.2779 | Editable allowance
|  | Contractor Profit | 10% |  |  |  | 17.9057 | Editable allowance
|  | RATE PER BOQ UNIT | m³ |  |  |  | 196.9629 | Excluding VAT
Note | Quantities are standard estimating constants and must be adjusted for specification, method, location and supplier quotations.
DETAILED RATE ANALYSIS — EAST AFRICAN QS FORMAT
Module / Ref | MODULE 1 | 2.08 | [5 empty] | MODULE 1¦2.08
BOQ Item | Provide formwork to exposed vertical sides of strip foundations
Unit | m² | Pricing basis | Nairobi, Kenya — Sep 2026 | Currency | USD | VAT | Excluded
No. | Code | Resource Description | Category | Qty / BOQ Unit | Resource Unit | Rate (USD) | Amount (USD) | Remarks
1 | MAT-015 | Plywood sheet, 18mm | Material | 0.35 | m² | 7.7087 | 2.698 | East African productivity / consumption constant
2 | MAT-014 | Timber, softwood | Material | 0.02 | m³ | 527.4343 | 10.5487 | East African productivity / consumption constant
3 | LAB-005 | Carpenter / joiner | Labour | 0.8 | hr | 1.7388 | 1.391 | East African productivity / consumption constant
4 | LAB-002 | General labourer | Labour | 0.5 | hr | 0.7728 | 0.3864 | East African productivity / consumption constant
5 | PLT-016 | Small tools & consumables (allowance) | Plant & Tools | 0.1 | hr | 0.5796 | 0.05796 | East African productivity / consumption constant
6 | MAT-002 | Ancillary fittings, supports, fixings and connection materials | Material | 0.03 | item | 40.5719 | 1.2172 | East African productivity / consumption constant
|  | Materials Total |  |  |  |  | 14.4639
|  | Labour Total |  |  |  |  | 1.7774
|  | Plant & Subcontract Total |  |  |  |  | 0.05796
|  | Direct Resource Cost |  |  |  |  | 16.2993
|  | Transport / Carriage | 5% of materials |  |  |  | 0.72319 | Adjust for haul distance
|  | Small Tools, Water & Sundries | 2.5% of labour + plant |  |  |  | 0.045885 | Traditional allowance
|  | PRIME COST |  |  |  |  | 17.0683
|  | Contractor Overheads | 10% |  |  |  | 1.7068 | Editable allowance
|  | Contractor Profit | 10% |  |  |  | 1.8775 | Editable allowance
|  | RATE PER BOQ UNIT | m² |  |  |  | 20.6527 | Excluding VAT
Note | Quantities are standard estimating constants and must be adjusted for specification, method, location and supplier quotations.
DETAILED RATE ANALYSIS — EAST AFRICAN QS FORMAT
Module / Ref | MODULE 1 | 2.09 | [5 empty] | MODULE 1¦2.09
BOQ Item | Provide waterproofing membrane or DPM associated with strip foundation construction
Unit | m² | Pricing basis | Nairobi, Kenya — Sep 2026 | Currency | USD | VAT | Excluded
No. | Code | Resource Description | Category | Qty / BOQ Unit | Resource Unit | Rate (USD) | Amount (USD) | Remarks
1 | MAT-002 | Ancillary fittings, supports, fixings and connection materials | Material | 0.12 | item | 40.5719 | 4.8686 | East African productivity / consumption constant
2 | MAT-001 | Specified item / equipment (compliance / BIM item) | Material | 0.02 | item | 405.7187 | 8.1144 | Verify supplier/subcontract quotation
3 | LAB-003 | Skilled labourer | Labour | 0.5 | hr | 1.1592 | 0.5796 | East African productivity / consumption constant
4 | LAB-002 | General labourer | Labour | 0.25 | hr | 0.7728 | 0.1932 | East African productivity / consumption constant
5 | PLT-016 | Small tools & consumables (allowance) | Plant & Tools | 0.08 | hr | 0.5796 | 0.046368 | East African productivity / consumption constant
6 | SUB-001 | Testing / commissioning allowance | Subcontractor | 0 | item | 193.1994 | 0 | Verify supplier/subcontract quotation
|  | Materials Total |  |  |  |  | 12.983
|  | Labour Total |  |  |  |  | 0.7728
|  | Plant & Subcontract Total |  |  |  |  | 0.046368
|  | Direct Resource Cost |  |  |  |  | 13.8022
|  | Transport / Carriage | 5% of materials |  |  |  | 0.64915 | Adjust for haul distance
|  | Small Tools, Water & Sundries | 2.5% of labour + plant |  |  |  | 0.020479 | Traditional allowance
|  | PRIME COST |  |  |  |  | 14.4718
|  | Contractor Overheads | 10% |  |  |  | 1.4472 | Editable allowance
|  | Contractor Profit | 10% |  |  |  | 1.5919 | Editable allowance
|  | RATE PER BOQ UNIT | m² |  |  |  | 17.5109 | Excluding VAT
Note | Quantities are standard estimating constants and must be adjusted for specification, method, location and supplier quotations.
DETAILED RATE ANALYSIS — EAST AFRICAN QS FORMAT
Module / Ref | MODULE 1 | 2.1 | [5 empty] | MODULE 1¦2.1
BOQ Item | Provide protection fleece over the complete measured waterproofing membrane
Unit | m² | Pricing basis | Nairobi, Kenya — Sep 2026 | Currency | USD | VAT | Excluded
No. | Code | Resource Description | Category | Qty / BOQ Unit | Resource Unit | Rate (USD) | Amount (USD) | Remarks
1 | MAT-024 | Waterproof membrane | Material | 1.1 | m² | 6.8972 | 7.5869 | East African productivity / consumption constant
2 | MAT-002 | Ancillary fittings, supports, fixings and connection materials | Material | 0.03 | item | 40.5719 | 1.2172 | East African productivity / consumption constant
3 | LAB-003 | Skilled labourer | Labour | 0.3 | hr | 1.1592 | 0.34776 | East African productivity / consumption constant
4 | LAB-002 | General labourer | Labour | 0.2 | hr | 0.7728 | 0.15456 | East African productivity / consumption constant
5 | PLT-016 | Small tools & consumables (allowance) | Plant & Tools | 0.05 | hr | 0.5796 | 0.02898 | East African productivity / consumption constant
6 | SUB-001 | Testing / commissioning allowance | Subcontractor | 0 | item | 193.1994 | 0 | Verify supplier/subcontract quotation
|  | Materials Total |  |  |  |  | 8.8041
|  | Labour Total |  |  |  |  | 0.50232
|  | Plant & Subcontract Total |  |  |  |  | 0.02898
|  | Direct Resource Cost |  |  |  |  | 9.3354
|  | Transport / Carriage | 5% of materials |  |  |  | 0.4402 | Adjust for haul distance
|  | Small Tools, Water & Sundries | 2.5% of labour + plant |  |  |  | 0.013282 | Traditional allowance
|  | PRIME COST |  |  |  |  | 9.7889
|  | Contractor Overheads | 10% |  |  |  | 0.97889 | Editable allowance
|  | Contractor Profit | 10% |  |  |  | 1.0768 | Editable allowance
|  | RATE PER BOQ UNIT | m² |  |  |  | 11.8445 | Excluding VAT
Note | Quantities are standard estimating constants and must be adjusted for specification, method, location and supplier quotations.
DETAILED RATE ANALYSIS — EAST AFRICAN QS FORMAT
Module / Ref | MODULE 1 | 2.11 | [5 empty] | MODULE 1¦2.11
BOQ Item | Form and seal construction joints within strip foundations
Unit | m | Pricing basis | Nairobi, Kenya — Sep 2026 | Currency | USD | VAT | Excluded
No. | Code | Resource Description | Category | Qty / BOQ Unit | Resource Unit | Rate (USD) | Amount (USD) | Remarks
1 | MAT-002 | Ancillary fittings, supports, fixings and connection materials | Material | 0.05 | item | 40.5719 | 2.0286 | East African productivity / consumption constant
2 | MAT-001 | Specified item / equipment (compliance / BIM item) | Material | 0.01 | item | 405.7187 | 4.0572 | Verify supplier/subcontract quotation
3 | LAB-003 | Skilled labourer | Labour | 0.25 | hr | 1.1592 | 0.2898 | East African productivity / consumption constant
4 | LAB-002 | General labourer | Labour | 0.12 | hr | 0.7728 | 0.092736 | East African productivity / consumption constant
5 | PLT-016 | Small tools & consumables (allowance) | Plant & Tools | 0.05 | hr | 0.5796 | 0.02898 | East African productivity / consumption constant
6 | SUB-001 | Testing / commissioning allowance | Subcontractor | 0 | item | 193.1994 | 0 | Verify supplier/subcontract quotation
|  | Materials Total |  |  |  |  | 6.0858
|  | Labour Total |  |  |  |  | 0.38253
|  | Plant & Subcontract Total |  |  |  |  | 0.02898
|  | Direct Resource Cost |  |  |  |  | 6.4973
|  | Transport / Carriage | 5% of materials |  |  |  | 0.30429 | Adjust for haul distance
|  | Small Tools, Water & Sundries | 2.5% of labour + plant |  |  |  | 0.010288 | Traditional allowance
|  | PRIME COST |  |  |  |  | 6.8119
|  | Contractor Overheads | 10% |  |  |  | 0.68119 | Editable allowance
|  | Contractor Profit | 10% |  |  |  | 0.74931 | Editable allowance
|  | RATE PER BOQ UNIT | m |  |  |  | 8.2424 | Excluding VAT
Note | Quantities are standard estimating constants and must be adjusted for specification, method, location and supplier quotations.
DETAILED RATE ANALYSIS — EAST AFRICAN QS FORMAT
Module / Ref | MODULE 1 | 3.01 | [5 empty] | MODULE 1¦3.01
BOQ Item | Excavate trenches for stone strip foundations, including trimming and preparation of formation
Unit | m³ | Pricing basis | Nairobi, Kenya — Sep 2026 | Currency | USD | VAT | Excluded
No. | Code | Resource Description | Category | Qty / BOQ Unit | Resource Unit | Rate (USD) | Amount (USD) | Remarks
1 | MAT-029 | Hardcore / murram fill | Material | 0 | m³ | 18.3617 | 0 | East African productivity / consumption constant
2 | LAB-002 | General labourer | Labour | 0.5 | hr | 0.7728 | 0.3864 | East African productivity / consumption constant
3 | LAB-014 | Site foreman / ganger | Labour | 0.05 | hr | 2.7048 | 0.13524 | East African productivity / consumption constant
4 | PLT-005 | Excavator, tracked 13t | Plant & Tools | 0.025 | day | 282.0711 | 7.0518 | East African productivity / consumption constant
5 | PLT-006 | Dumper, 3t | Plant & Tools | 0.01 | day | 142.9675 | 1.4297 | East African productivity / consumption constant
6 | SUB-001 | Testing / commissioning allowance | Subcontractor | 0 | item | 193.1994 | 0 | Verify supplier/subcontract quotation
|  | Materials Total |  |  |  |  | 0
|  | Labour Total |  |  |  |  | 0.52164
|  | Plant & Subcontract Total |  |  |  |  | 8.4815
|  | Direct Resource Cost |  |  |  |  | 9.0031
|  | Transport / Carriage | 5% of materials |  |  |  | 0 | Adjust for haul distance
|  | Small Tools, Water & Sundries | 2.5% of labour + plant |  |  |  | 0.22508 | Traditional allowance
|  | PRIME COST |  |  |  |  | 9.2282
|  | Contractor Overheads | 10% |  |  |  | 0.92282 | Editable allowance
|  | Contractor Profit | 10% |  |  |  | 1.0151 | Editable allowance
|  | RATE PER BOQ UNIT | m³ |  |  |  | 11.1661 | Excluding VAT
Note | Quantities are standard estimating constants and must be adjusted for specification, method, location and supplier quotations.
DETAILED RATE ANALYSIS — EAST AFRICAN QS FORMAT
Module / Ref | MODULE 1 | 3.02 | [5 empty] | MODULE 1¦3.02
BOQ Item | Remove and dispose of surplus excavated material off site
Unit | m³ | Pricing basis | Nairobi, Kenya — Sep 2026 | Currency | USD | VAT | Excluded
No. | Code | Resource Description | Category | Qty / BOQ Unit | Resource Unit | Rate (USD) | Amount (USD) | Remarks
1 | MAT-029 | Hardcore / murram fill | Material | 0 | m³ | 18.3617 | 0 | East African productivity / consumption constant
2 | LAB-002 | General labourer | Labour | 0.3 | hr | 0.7728 | 0.23184 | East African productivity / consumption constant
3 | LAB-014 | Site foreman / ganger | Labour | 0.03 | hr | 2.7048 | 0.081144 | East African productivity / consumption constant
4 | PLT-006 | Dumper, 3t | Plant & Tools | 0.08 | day | 142.9675 | 11.4374 | East African productivity / consumption constant
5 | PLT-005 | Excavator, tracked 13t | Plant & Tools | 0.01 | day | 282.0711 | 2.8207 | East African productivity / consumption constant
6 | SUB-001 | Testing / commissioning allowance | Subcontractor | 0 | item | 193.1994 | 0 | Verify supplier/subcontract quotation
|  | Materials Total |  |  |  |  | 0
|  | Labour Total |  |  |  |  | 0.31298
|  | Plant & Subcontract Total |  |  |  |  | 14.2581
|  | Direct Resource Cost |  |  |  |  | 14.5711
|  | Transport / Carriage | 5% of materials |  |  |  | 0 | Adjust for haul distance
|  | Small Tools, Water & Sundries | 2.5% of labour + plant |  |  |  | 0.36428 | Traditional allowance
|  | PRIME COST |  |  |  |  | 14.9354
|  | Contractor Overheads | 10% |  |  |  | 1.4935 | Editable allowance
|  | Contractor Profit | 10% |  |  |  | 1.6429 | Editable allowance
|  | RATE PER BOQ UNIT | m³ |  |  |  | 18.0718 | Excluding VAT
Note | Quantities are standard estimating constants and must be adjusted for specification, method, location and supplier quotations.
DETAILED RATE ANALYSIS — EAST AFRICAN QS FORMAT
Module / Ref | MODULE 1 | 3.03 | [5 empty] | MODULE 1¦3.03
BOQ Item | Supply, place and compact granular base beneath stone foundation
Unit | m³ | Pricing basis | Nairobi, Kenya — Sep 2026 | Currency | USD | VAT | Excluded
No. | Code | Resource Description | Category | Qty / BOQ Unit | Resource Unit | Rate (USD) | Amount (USD) | Remarks
1 | MAT-029 | Hardcore / murram fill | Material | 1.1 | m³ | 18.3617 | 20.1978 | East African productivity / consumption constant
2 | MAT-006 | Coarse aggregate / crushed stone | Material | 0.1 | m³ | 16.2287 | 1.6229 | East African productivity / consumption constant
3 | LAB-002 | General labourer | Labour | 0.8 | hr | 0.7728 | 0.61824 | East African productivity / consumption constant
4 | LAB-014 | Site foreman / ganger | Labour | 0.05 | hr | 2.7048 | 0.13524 | East African productivity / consumption constant
5 | PLT-014 | Compaction plate | Plant & Tools | 0.05 | day | 46.3679 | 2.3184 | East African productivity / consumption constant
6 | PLT-006 | Dumper, 3t | Plant & Tools | 0.01 | day | 142.9675 | 1.4297 | East African productivity / consumption constant
|  | Materials Total |  |  |  |  | 21.8207
|  | Labour Total |  |  |  |  | 0.75348
|  | Plant & Subcontract Total |  |  |  |  | 3.7481
|  | Direct Resource Cost |  |  |  |  | 26.3223
|  | Transport / Carriage | 5% of materials |  |  |  | 1.091 | Adjust for haul distance
|  | Small Tools, Water & Sundries | 2.5% of labour + plant |  |  |  | 0.11254 | Traditional allowance
|  | PRIME COST |  |  |  |  | 27.5258
|  | Contractor Overheads | 10% |  |  |  | 2.7526 | Editable allowance
|  | Contractor Profit | 10% |  |  |  | 3.0278 | Editable allowance
|  | RATE PER BOQ UNIT | m³ |  |  |  | 33.3063 | Excluding VAT
Note | Quantities are standard estimating constants and must be adjusted for specification, method, location and supplier quotations.
DETAILED RATE ANALYSIS — EAST AFRICAN QS FORMAT
Module / Ref | MODULE 1 | 3.04 | [5 empty] | MODULE 1¦3.04
BOQ Item | Supply and place lean concrete blinding beneath stone foundation where specified
Unit | m³ | Pricing basis | Nairobi, Kenya — Sep 2026 | Currency | USD | VAT | Excluded
No. | Code | Resource Description | Category | Qty / BOQ Unit | Resource Unit | Rate (USD) | Amount (USD) | Remarks
1 | MAT-007 | Ready-mix concrete, C25/30 | Material | 1.03 | m³ | 117.6584 | 121.1882 | East African productivity / consumption constant
2 | MAT-002 | Ancillary fittings, supports, fixings and connection materials | Material | 0.03 | item | 40.5719 | 1.2172 | East African productivity / consumption constant
3 | LAB-007 | Concreter | Labour | 1.5 | hr | 1.3524 | 2.0286 | East African productivity / consumption constant
4 | LAB-002 | General labourer | Labour | 1.5 | hr | 0.7728 | 1.1592 | East African productivity / consumption constant
5 | PLT-003 | Poker vibrator | Plant & Tools | 0.1 | day | 23.1839 | 2.3184 | East African productivity / consumption constant
6 | PLT-012 | Concrete pump | Plant & Tools | 0.03 | day | 502.3184 | 15.0696 | East African productivity / consumption constant
|  | Materials Total |  |  |  |  | 122.4053
|  | Labour Total |  |  |  |  | 3.1878
|  | Plant & Subcontract Total |  |  |  |  | 17.3879
|  | Direct Resource Cost |  |  |  |  | 142.9811
|  | Transport / Carriage | 5% of materials |  |  |  | 6.1203 | Adjust for haul distance
|  | Small Tools, Water & Sundries | 2.5% of labour + plant |  |  |  | 0.51439 | Traditional allowance
|  | PRIME COST |  |  |  |  | 149.6157
|  | Contractor Overheads | 10% |  |  |  | 14.9616 | Editable allowance
|  | Contractor Profit | 10% |  |  |  | 16.4577 | Editable allowance
|  | RATE PER BOQ UNIT | m³ |  |  |  | 181.035 | Excluding VAT
Note | Quantities are standard estimating constants and must be adjusted for specification, method, location and supplier quotations.
DETAILED RATE ANALYSIS — EAST AFRICAN QS FORMAT
Module / Ref | MODULE 1 | 3.05 | [5 empty] | MODULE 1¦3.05
BOQ Item | Construct stone masonry strip foundation of specified stone type and dimensions, including cutting, bedding and jointing
Unit | m³ | Pricing basis | Nairobi, Kenya — Sep 2026 | Currency | USD | VAT | Excluded
No. | Code | Resource Description | Category | Qty / BOQ Unit | Resource Unit | Rate (USD) | Amount (USD) | Remarks
1 | MAT-029 | Hardcore / murram fill | Material | 1 | m³ | 18.3617 | 18.3617 | East African productivity / consumption constant
2 | MAT-002 | Ancillary fittings, supports, fixings and connection materials | Material | 0.03 | item | 40.5719 | 1.2172 | East African productivity / consumption constant
3 | LAB-003 | Skilled labourer | Labour | 0.8 | hr | 1.1592 | 0.92736 | East African productivity / consumption constant
4 | LAB-002 | General labourer | Labour | 0.8 | hr | 0.7728 | 0.61824 | East African productivity / consumption constant
5 | PLT-014 | Compaction plate | Plant & Tools | 0.03 | day | 46.3679 | 1.391 | East African productivity / consumption constant
6 | SUB-001 | Testing / commissioning allowance | Subcontractor | 0 | item | 193.1994 | 0 | Verify supplier/subcontract quotation
|  | Materials Total |  |  |  |  | 19.5788
|  | Labour Total |  |  |  |  | 1.5456
|  | Plant & Subcontract Total |  |  |  |  | 1.391
|  | Direct Resource Cost |  |  |  |  | 22.5155
|  | Transport / Carriage | 5% of materials |  |  |  | 0.97894 | Adjust for haul distance
|  | Small Tools, Water & Sundries | 2.5% of labour + plant |  |  |  | 0.073416 | Traditional allowance
|  | PRIME COST |  |  |  |  | 23.5678
|  | Contractor Overheads | 10% |  |  |  | 2.3568 | Editable allowance
|  | Contractor Profit | 10% |  |  |  | 2.5925 | Editable allowance
|  | RATE PER BOQ UNIT | m³ |  |  |  | 28.5171 | Excluding VAT
Note | Quantities are standard estimating constants and must be adjusted for specification, method, location and supplier quotations.
DETAILED RATE ANALYSIS — EAST AFRICAN QS FORMAT
Module / Ref | MODULE 1 | 3.06 | [5 empty] | MODULE 1¦3.06
BOQ Item | Apply pointing or special mortar finish to exposed stonework surfaces
Unit | m² | Pricing basis | Nairobi, Kenya — Sep 2026 | Currency | USD | VAT | Excluded
No. | Code | Resource Description | Category | Qty / BOQ Unit | Resource Unit | Rate (USD) | Amount (USD) | Remarks
1 | MAT-028 | Machine-cut building stone | Material | 1.05 | m² | 11.3601 | 11.9281 | East African productivity / consumption constant
2 | MAT-013 | Cement mortar | Material | 0.03 | m³ | 77.0866 | 2.3126 | East African productivity / consumption constant
3 | LAB-004 | Mason / bricklayer | Labour | 1 | hr | 1.5456 | 1.5456 | East African productivity / consumption constant
4 | LAB-002 | General labourer | Labour | 0.6 | hr | 0.7728 | 0.46368 | East African productivity / consumption constant
5 | PLT-002 | Concrete mixer, small | Plant & Tools | 0.01 | day | 61.8238 | 0.61824 | East African productivity / consumption constant
6 | MAT-002 | Ancillary fittings, supports, fixings and connection materials | Material | 0.03 | item | 40.5719 | 1.2172 | East African productivity / consumption constant
|  | Materials Total |  |  |  |  | 15.4579
|  | Labour Total |  |  |  |  | 2.0093
|  | Plant & Subcontract Total |  |  |  |  | 0.61824
|  | Direct Resource Cost |  |  |  |  | 18.0854
|  | Transport / Carriage | 5% of materials |  |  |  | 0.77289 | Adjust for haul distance
|  | Small Tools, Water & Sundries | 2.5% of labour + plant |  |  |  | 0.065688 | Traditional allowance
|  | PRIME COST |  |  |  |  | 18.924
|  | Contractor Overheads | 10% |  |  |  | 1.8924 | Editable allowance
|  | Contractor Profit | 10% |  |  |  | 2.0816 | Editable allowance
|  | RATE PER BOQ UNIT | m² |  |  |  | 22.898 | Excluding VAT
Note | Quantities are standard estimating constants and must be adjusted for specification, method, location and supplier quotations.
DETAILED RATE ANALYSIS — EAST AFRICAN QS FORMAT
Module / Ref | MODULE 1 | 3.07 | [5 empty] | MODULE 1¦3.07
BOQ Item | Return, place and compact suitable backfill around stone foundations
Unit | m³ | Pricing basis | Nairobi, Kenya — Sep 2026 | Currency | USD | VAT | Excluded
No. | Code | Resource Description | Category | Qty / BOQ Unit | Resource Unit | Rate (USD) | Amount (USD) | Remarks
1 | MAT-029 | Hardcore / murram fill | Material | 1.1 | m³ | 18.3617 | 20.1978 | East African productivity / consumption constant
2 | MAT-006 | Coarse aggregate / crushed stone | Material | 0.1 | m³ | 16.2287 | 1.6229 | East African productivity / consumption constant
3 | LAB-002 | General labourer | Labour | 0.8 | hr | 0.7728 | 0.61824 | East African productivity / consumption constant
4 | LAB-014 | Site foreman / ganger | Labour | 0.05 | hr | 2.7048 | 0.13524 | East African productivity / consumption constant
5 | PLT-014 | Compaction plate | Plant & Tools | 0.05 | day | 46.3679 | 2.3184 | East African productivity / consumption constant
6 | PLT-006 | Dumper, 3t | Plant & Tools | 0.01 | day | 142.9675 | 1.4297 | East African productivity / consumption constant
|  | Materials Total |  |  |  |  | 21.8207
|  | Labour Total |  |  |  |  | 0.75348
|  | Plant & Subcontract Total |  |  |  |  | 3.7481
|  | Direct Resource Cost |  |  |  |  | 26.3223
|  | Transport / Carriage | 5% of materials |  |  |  | 1.091 | Adjust for haul distance
|  | Small Tools, Water & Sundries | 2.5% of labour + plant |  |  |  | 0.11254 | Traditional allowance
|  | PRIME COST |  |  |  |  | 27.5258
|  | Contractor Overheads | 10% |  |  |  | 2.7526 | Editable allowance
|  | Contractor Profit | 10% |  |  |  | 3.0278 | Editable allowance
|  | RATE PER BOQ UNIT | m³ |  |  |  | 33.3063 | Excluding VAT
Note | Quantities are standard estimating constants and must be adjusted for specification, method, location and supplier quotations.
DETAILED RATE ANALYSIS — EAST AFRICAN QS FORMAT
Module / Ref | MODULE 1 | 3.08 | [5 empty] | MODULE 1¦3.08
BOQ Item | Provide horizontal or vertical damp-proof course or membrane
Unit | m² | Pricing basis | Nairobi, Kenya — Sep 2026 | Currency | USD | VAT | Excluded
No. | Code | Resource Description | Category | Qty / BOQ Unit | Resource Unit | Rate (USD) | Amount (USD) | Remarks
1 | MAT-024 | Waterproof membrane | Material | 1.1 | m² | 6.8972 | 7.5869 | East African productivity / consumption constant
2 | MAT-002 | Ancillary fittings, supports, fixings and connection materials | Material | 0.03 | item | 40.5719 | 1.2172 | East African productivity / consumption constant
3 | LAB-003 | Skilled labourer | Labour | 0.3 | hr | 1.1592 | 0.34776 | East African productivity / consumption constant
4 | LAB-002 | General labourer | Labour | 0.2 | hr | 0.7728 | 0.15456 | East African productivity / consumption constant
5 | PLT-016 | Small tools & consumables (allowance) | Plant & Tools | 0.05 | hr | 0.5796 | 0.02898 | East African productivity / consumption constant
6 | SUB-001 | Testing / commissioning allowance | Subcontractor | 0 | item | 193.1994 | 0 | Verify supplier/subcontract quotation
|  | Materials Total |  |  |  |  | 8.8041
|  | Labour Total |  |  |  |  | 0.50232
|  | Plant & Subcontract Total |  |  |  |  | 0.02898
|  | Direct Resource Cost |  |  |  |  | 9.3354
|  | Transport / Carriage | 5% of materials |  |  |  | 0.4402 | Adjust for haul distance
|  | Small Tools, Water & Sundries | 2.5% of labour + plant |  |  |  | 0.013282 | Traditional allowance
|  | PRIME COST |  |  |  |  | 9.7889
|  | Contractor Overheads | 10% |  |  |  | 0.97889 | Editable allowance
|  | Contractor Profit | 10% |  |  |  | 1.0768 | Editable allowance
|  | RATE PER BOQ UNIT | m² |  |  |  | 11.8445 | Excluding VAT
Note | Quantities are standard estimating constants and must be adjusted for specification, method, location and supplier quotations.
DETAILED RATE ANALYSIS — EAST AFRICAN QS FORMAT
Module / Ref | MODULE 1 | 4.01 | [5 empty] | MODULE 1¦4.01
BOQ Item | Excavate to reduced level for raft construction, including trimming and preparation of formation
Unit | m³ | Pricing basis | Nairobi, Kenya — Sep 2026 | Currency | USD | VAT | Excluded
No. | Code | Resource Description | Category | Qty / BOQ Unit | Resource Unit | Rate (USD) | Amount (USD) | Remarks
1 | MAT-029 | Hardcore / murram fill | Material | 0 | m³ | 18.3617 | 0 | East African productivity / consumption constant
2 | LAB-002 | General labourer | Labour | 0.5 | hr | 0.7728 | 0.3864 | East African productivity / consumption constant
3 | LAB-014 | Site foreman / ganger | Labour | 0.05 | hr | 2.7048 | 0.13524 | East African productivity / consumption constant
4 | PLT-005 | Excavator, tracked 13t | Plant & Tools | 0.025 | day | 282.0711 | 7.0518 | East African productivity / consumption constant
5 | PLT-006 | Dumper, 3t | Plant & Tools | 0.01 | day | 142.9675 | 1.4297 | East African productivity / consumption constant
6 | SUB-001 | Testing / commissioning allowance | Subcontractor | 0 | item | 193.1994 | 0 | Verify supplier/subcontract quotation
|  | Materials Total |  |  |  |  | 0
|  | Labour Total |  |  |  |  | 0.52164
|  | Plant & Subcontract Total |  |  |  |  | 8.4815
|  | Direct Resource Cost |  |  |  |  | 9.0031
|  | Transport / Carriage | 5% of materials |  |  |  | 0 | Adjust for haul distance
|  | Small Tools, Water & Sundries | 2.5% of labour + plant |  |  |  | 0.22508 | Traditional allowance
|  | PRIME COST |  |  |  |  | 9.2282
|  | Contractor Overheads | 10% |  |  |  | 0.92282 | Editable allowance
|  | Contractor Profit | 10% |  |  |  | 1.0151 | Editable allowance
|  | RATE PER BOQ UNIT | m³ |  |  |  | 11.1661 | Excluding VAT
Note | Quantities are standard estimating constants and must be adjusted for specification, method, location and supplier quotations.
DETAILED RATE ANALYSIS — EAST AFRICAN QS FORMAT
Module / Ref | MODULE 1 | 4.02 | [5 empty] | MODULE 1¦4.02
BOQ Item | Cart away and dispose of surplus excavated material off site
Unit | m³ | Pricing basis | Nairobi, Kenya — Sep 2026 | Currency | USD | VAT | Excluded
No. | Code | Resource Description | Category | Qty / BOQ Unit | Resource Unit | Rate (USD) | Amount (USD) | Remarks
1 | MAT-029 | Hardcore / murram fill | Material | 0 | m³ | 18.3617 | 0 | East African productivity / consumption constant
2 | LAB-002 | General labourer | Labour | 0.3 | hr | 0.7728 | 0.23184 | East African productivity / consumption constant
3 | LAB-014 | Site foreman / ganger | Labour | 0.03 | hr | 2.7048 | 0.081144 | East African productivity / consumption constant
4 | PLT-006 | Dumper, 3t | Plant & Tools | 0.08 | day | 142.9675 | 11.4374 | East African productivity / consumption constant
5 | PLT-005 | Excavator, tracked 13t | Plant & Tools | 0.01 | day | 282.0711 | 2.8207 | East African productivity / consumption constant
6 | SUB-001 | Testing / commissioning allowance | Subcontractor | 0 | item | 193.1994 | 0 | Verify supplier/subcontract quotation
|  | Materials Total |  |  |  |  | 0
|  | Labour Total |  |  |  |  | 0.31298
|  | Plant & Subcontract Total |  |  |  |  | 14.2581
|  | Direct Resource Cost |  |  |  |  | 14.5711
|  | Transport / Carriage | 5% of materials |  |  |  | 0 | Adjust for haul distance
|  | Small Tools, Water & Sundries | 2.5% of labour + plant |  |  |  | 0.36428 | Traditional allowance
|  | PRIME COST |  |  |  |  | 14.9354
|  | Contractor Overheads | 10% |  |  |  | 1.4935 | Editable allowance
|  | Contractor Profit | 10% |  |  |  | 1.6429 | Editable allowance
|  | RATE PER BOQ UNIT | m³ |  |  |  | 18.0718 | Excluding VAT
Note | Quantities are standard estimating constants and must be adjusted for specification, method, location and supplier quotations.
DETAILED RATE ANALYSIS — EAST AFRICAN QS FORMAT
Module / Ref | MODULE 1 | 4.03 | [5 empty] | MODULE 1¦4.03
BOQ Item | Provide ground improvement or stabilisation beneath raft foundation
Unit | m² or m³ | Pricing basis | Nairobi, Kenya — Sep 2026 | Currency | USD | VAT | Excluded
No. | Code | Resource Description | Category | Qty / BOQ Unit | Resource Unit | Rate (USD) | Amount (USD) | Remarks
1 | MAT-114 | Holding-down bolt / cast-in fixing | Material | 0.25 | nr | 28.4003 | 7.1001 | Discipline-specific East African resource allowance
2 | MAT-009 | Reinforcement steel bar (rebar) | Material | 0.0125 | tonne | 1176.5842 | 14.7073 | Discipline-specific East African resource allowance
3 | LAB-006 | Steel fixer | Labour | 2 | hr | 1.5456 | 3.0912 | Discipline-specific East African resource allowance
4 | LAB-002 | General labourer | Labour | 1 | hr | 0.7728 | 0.7728 | Discipline-specific East African resource allowance
5 | PLT-017 | Welding set | Plant & Tools | 0.02 | day | 46.3679 | 0.92736 | Discipline-specific East African resource allowance
6 | SUB-003 | Structural steel erection | Subcontractor | 0.002 | tonne | 270.4791 | 0.54096 | Discipline provisional allowance — verify quotation
|  | Materials Total |  |  |  |  | 21.8074
|  | Labour Total |  |  |  |  | 3.864
|  | Plant & Subcontract Total |  |  |  |  | 1.4683
|  | Direct Resource Cost |  |  |  |  | 27.1397
|  | Transport / Carriage | 5% of materials |  |  |  | 1.0904 | Adjust for haul distance
|  | Small Tools, Water & Sundries | 2.5% of labour + plant |  |  |  | 0.13331 | Traditional allowance
|  | PRIME COST |  |  |  |  | 28.3634
|  | Contractor Overheads | 10% |  |  |  | 2.8363 | Editable allowance
|  | Contractor Profit | 10% |  |  |  | 3.12 | Editable allowance
|  | RATE PER BOQ UNIT | m² or m³ |  |  |  | 34.3197 | Excluding VAT
Note | Quantities are standard estimating constants and must be adjusted for specification, method, location and supplier quotations.
DETAILED RATE ANALYSIS — EAST AFRICAN QS FORMAT
Module / Ref | MODULE 1 | 4.04 | [5 empty] | MODULE 1¦4.04
BOQ Item | Supply, place and compact imported engineered fill beneath raft foundation
Unit | m³ | Pricing basis | Nairobi, Kenya — Sep 2026 | Currency | USD | VAT | Excluded
No. | Code | Resource Description | Category | Qty / BOQ Unit | Resource Unit | Rate (USD) | Amount (USD) | Remarks
1 | MAT-029 | Hardcore / murram fill | Material | 1 | m³ | 18.3617 | 18.3617 | East African productivity / consumption constant
2 | MAT-002 | Ancillary fittings, supports, fixings and connection materials | Material | 0.03 | item | 40.5719 | 1.2172 | East African productivity / consumption constant
3 | LAB-003 | Skilled labourer | Labour | 0.8 | hr | 1.1592 | 0.92736 | East African productivity / consumption constant
4 | LAB-002 | General labourer | Labour | 0.8 | hr | 0.7728 | 0.61824 | East African productivity / consumption constant
5 | PLT-014 | Compaction plate | Plant & Tools | 0.03 | day | 46.3679 | 1.391 | East African productivity / consumption constant
6 | SUB-001 | Testing / commissioning allowance | Subcontractor | 0 | item | 193.1994 | 0 | Verify supplier/subcontract quotation
|  | Materials Total |  |  |  |  | 19.5788
|  | Labour Total |  |  |  |  | 1.5456
|  | Plant & Subcontract Total |  |  |  |  | 1.391
|  | Direct Resource Cost |  |  |  |  | 22.5155
|  | Transport / Carriage | 5% of materials |  |  |  | 0.97894 | Adjust for haul distance
|  | Small Tools, Water & Sundries | 2.5% of labour + plant |  |  |  | 0.073416 | Traditional allowance
|  | PRIME COST |  |  |  |  | 23.5678
|  | Contractor Overheads | 10% |  |  |  | 2.3568 | Editable allowance
|  | Contractor Profit | 10% |  |  |  | 2.5925 | Editable allowance
|  | RATE PER BOQ UNIT | m³ |  |  |  | 28.5171 | Excluding VAT
Note | Quantities are standard estimating constants and must be adjusted for specification, method, location and supplier quotations.
DETAILED RATE ANALYSIS — EAST AFRICAN QS FORMAT
Module / Ref | MODULE 1 | 4.05 | [5 empty] | MODULE 1¦4.05
BOQ Item | Supply and place lean concrete blinding beneath raft foundation
Unit | m³ | Pricing basis | Nairobi, Kenya — Sep 2026 | Currency | USD | VAT | Excluded
No. | Code | Resource Description | Category | Qty / BOQ Unit | Resource Unit | Rate (USD) | Amount (USD) | Remarks
1 | MAT-007 | Ready-mix concrete, C25/30 | Material | 1.03 | m³ | 117.6584 | 121.1882 | East African productivity / consumption constant
2 | MAT-002 | Ancillary fittings, supports, fixings and connection materials | Material | 0.03 | item | 40.5719 | 1.2172 | East African productivity / consumption constant
3 | LAB-007 | Concreter | Labour | 1.5 | hr | 1.3524 | 2.0286 | East African productivity / consumption constant
4 | LAB-002 | General labourer | Labour | 1.5 | hr | 0.7728 | 1.1592 | East African productivity / consumption constant
5 | PLT-003 | Poker vibrator | Plant & Tools | 0.1 | day | 23.1839 | 2.3184 | East African productivity / consumption constant
6 | PLT-012 | Concrete pump | Plant & Tools | 0.03 | day | 502.3184 | 15.0696 | East African productivity / consumption constant
|  | Materials Total |  |  |  |  | 122.4053
|  | Labour Total |  |  |  |  | 3.1878
|  | Plant & Subcontract Total |  |  |  |  | 17.3879
|  | Direct Resource Cost |  |  |  |  | 142.9811
|  | Transport / Carriage | 5% of materials |  |  |  | 6.1203 | Adjust for haul distance
|  | Small Tools, Water & Sundries | 2.5% of labour + plant |  |  |  | 0.51439 | Traditional allowance
|  | PRIME COST |  |  |  |  | 149.6157
|  | Contractor Overheads | 10% |  |  |  | 14.9616 | Editable allowance
|  | Contractor Profit | 10% |  |  |  | 16.4577 | Editable allowance
|  | RATE PER BOQ UNIT | m³ |  |  |  | 181.035 | Excluding VAT
Note | Quantities are standard estimating constants and must be adjusted for specification, method, location and supplier quotations.
DETAILED RATE ANALYSIS — EAST AFRICAN QS FORMAT
Module / Ref | MODULE 1 | 4.06 | [5 empty] | MODULE 1¦4.06
BOQ Item | Provide waterproofing or tanking membrane beneath and around raft, including laps, joints and turn-ups
Unit | m² | Pricing basis | Nairobi, Kenya — Sep 2026 | Currency | USD | VAT | Excluded
No. | Code | Resource Description | Category | Qty / BOQ Unit | Resource Unit | Rate (USD) | Amount (USD) | Remarks
1 | MAT-024 | Waterproof membrane | Material | 1.1 | m² | 6.8972 | 7.5869 | East African productivity / consumption constant
2 | MAT-002 | Ancillary fittings, supports, fixings and connection materials | Material | 0.03 | item | 40.5719 | 1.2172 | East African productivity / consumption constant
3 | LAB-003 | Skilled labourer | Labour | 0.3 | hr | 1.1592 | 0.34776 | East African productivity / consumption constant
4 | LAB-002 | General labourer | Labour | 0.2 | hr | 0.7728 | 0.15456 | East African productivity / consumption constant
5 | PLT-016 | Small tools & consumables (allowance) | Plant & Tools | 0.05 | hr | 0.5796 | 0.02898 | East African productivity / consumption constant
6 | SUB-001 | Testing / commissioning allowance | Subcontractor | 0 | item | 193.1994 | 0 | Verify supplier/subcontract quotation
|  | Materials Total |  |  |  |  | 8.8041
|  | Labour Total |  |  |  |  | 0.50232
|  | Plant & Subcontract Total |  |  |  |  | 0.02898
|  | Direct Resource Cost |  |  |  |  | 9.3354
|  | Transport / Carriage | 5% of materials |  |  |  | 0.4402 | Adjust for haul distance
|  | Small Tools, Water & Sundries | 2.5% of labour + plant |  |  |  | 0.013282 | Traditional allowance
|  | PRIME COST |  |  |  |  | 9.7889
|  | Contractor Overheads | 10% |  |  |  | 0.97889 | Editable allowance
|  | Contractor Profit | 10% |  |  |  | 1.0768 | Editable allowance
|  | RATE PER BOQ UNIT | m² |  |  |  | 11.8445 | Excluding VAT
Note | Quantities are standard estimating constants and must be adjusted for specification, method, location and supplier quotations.
DETAILED RATE ANALYSIS — EAST AFRICAN QS FORMAT
Module / Ref | MODULE 1 | 4.07 | [5 empty] | MODULE 1¦4.07
BOQ Item | Provide protection fleece over the complete horizontal and vertical waterproofed area
Unit | m² | Pricing basis | Nairobi, Kenya — Sep 2026 | Currency | USD | VAT | Excluded
No. | Code | Resource Description | Category | Qty / BOQ Unit | Resource Unit | Rate (USD) | Amount (USD) | Remarks
1 | MAT-024 | Waterproof membrane | Material | 1.1 | m² | 6.8972 | 7.5869 | East African productivity / consumption constant
2 | MAT-002 | Ancillary fittings, supports, fixings and connection materials | Material | 0.03 | item | 40.5719 | 1.2172 | East African productivity / consumption constant
3 | LAB-003 | Skilled labourer | Labour | 0.3 | hr | 1.1592 | 0.34776 | East African productivity / consumption constant
4 | LAB-002 | General labourer | Labour | 0.2 | hr | 0.7728 | 0.15456 | East African productivity / consumption constant
5 | PLT-016 | Small tools & consumables (allowance) | Plant & Tools | 0.05 | hr | 0.5796 | 0.02898 | East African productivity / consumption constant
6 | SUB-001 | Testing / commissioning allowance | Subcontractor | 0 | item | 193.1994 | 0 | Verify supplier/subcontract quotation
|  | Materials Total |  |  |  |  | 8.8041
|  | Labour Total |  |  |  |  | 0.50232
|  | Plant & Subcontract Total |  |  |  |  | 0.02898
|  | Direct Resource Cost |  |  |  |  | 9.3354
|  | Transport / Carriage | 5% of materials |  |  |  | 0.4402 | Adjust for haul distance
|  | Small Tools, Water & Sundries | 2.5% of labour + plant |  |  |  | 0.013282 | Traditional allowance
|  | PRIME COST |  |  |  |  | 9.7889
|  | Contractor Overheads | 10% |  |  |  | 0.97889 | Editable allowance
|  | Contractor Profit | 10% |  |  |  | 1.0768 | Editable allowance
|  | RATE PER BOQ UNIT | m² |  |  |  | 11.8445 | Excluding VAT
Note | Quantities are standard estimating constants and must be adjusted for specification, method, location and supplier quotations.
DETAILED RATE ANALYSIS — EAST AFRICAN QS FORMAT
Module / Ref | MODULE 1 | 4.08 | [5 empty] | MODULE 1¦4.08
BOQ Item | Provide protection board over the complete vertical waterproofed area
Unit | m² | Pricing basis | Nairobi, Kenya — Sep 2026 | Currency | USD | VAT | Excluded
No. | Code | Resource Description | Category | Qty / BOQ Unit | Resource Unit | Rate (USD) | Amount (USD) | Remarks
1 | MAT-024 | Waterproof membrane | Material | 1.1 | m² | 6.8972 | 7.5869 | East African productivity / consumption constant
2 | MAT-002 | Ancillary fittings, supports, fixings and connection materials | Material | 0.03 | item | 40.5719 | 1.2172 | East African productivity / consumption constant
3 | LAB-003 | Skilled labourer | Labour | 0.3 | hr | 1.1592 | 0.34776 | East African productivity / consumption constant
4 | LAB-002 | General labourer | Labour | 0.2 | hr | 0.7728 | 0.15456 | East African productivity / consumption constant
5 | PLT-016 | Small tools & consumables (allowance) | Plant & Tools | 0.05 | hr | 0.5796 | 0.02898 | East African productivity / consumption constant
6 | SUB-001 | Testing / commissioning allowance | Subcontractor | 0 | item | 193.1994 | 0 | Verify supplier/subcontract quotation
|  | Materials Total |  |  |  |  | 8.8041
|  | Labour Total |  |  |  |  | 0.50232
|  | Plant & Subcontract Total |  |  |  |  | 0.02898
|  | Direct Resource Cost |  |  |  |  | 9.3354
|  | Transport / Carriage | 5% of materials |  |  |  | 0.4402 | Adjust for haul distance
|  | Small Tools, Water & Sundries | 2.5% of labour + plant |  |  |  | 0.013282 | Traditional allowance
|  | PRIME COST |  |  |  |  | 9.7889
|  | Contractor Overheads | 10% |  |  |  | 0.97889 | Editable allowance
|  | Contractor Profit | 10% |  |  |  | 1.0768 | Editable allowance
|  | RATE PER BOQ UNIT | m² |  |  |  | 11.8445 | Excluding VAT
Note | Quantities are standard estimating constants and must be adjusted for specification, method, location and supplier quotations.
DETAILED RATE ANALYSIS — EAST AFRICAN QS FORMAT
Module / Ref | MODULE 1 | 4.09 | [5 empty] | MODULE 1¦4.09
BOQ Item | Provide rigid insulation over the complete horizontal waterproofed raft area
Unit | m² | Pricing basis | Nairobi, Kenya — Sep 2026 | Currency | USD | VAT | Excluded
No. | Code | Resource Description | Category | Qty / BOQ Unit | Resource Unit | Rate (USD) | Amount (USD) | Remarks
1 | MAT-024 | Waterproof membrane | Material | 1.1 | m² | 6.8972 | 7.5869 | East African productivity / consumption constant
2 | MAT-002 | Ancillary fittings, supports, fixings and connection materials | Material | 0.03 | item | 40.5719 | 1.2172 | East African productivity / consumption constant
3 | LAB-003 | Skilled labourer | Labour | 0.3 | hr | 1.1592 | 0.34776 | East African productivity / consumption constant
4 | LAB-002 | General labourer | Labour | 0.2 | hr | 0.7728 | 0.15456 | East African productivity / consumption constant
5 | PLT-016 | Small tools & consumables (allowance) | Plant & Tools | 0.05 | hr | 0.5796 | 0.02898 | East African productivity / consumption constant
6 | SUB-001 | Testing / commissioning allowance | Subcontractor | 0 | item | 193.1994 | 0 | Verify supplier/subcontract quotation
|  | Materials Total |  |  |  |  | 8.8041
|  | Labour Total |  |  |  |  | 0.50232
|  | Plant & Subcontract Total |  |  |  |  | 0.02898
|  | Direct Resource Cost |  |  |  |  | 9.3354
|  | Transport / Carriage | 5% of materials |  |  |  | 0.4402 | Adjust for haul distance
|  | Small Tools, Water & Sundries | 2.5% of labour + plant |  |  |  | 0.013282 | Traditional allowance
|  | PRIME COST |  |  |  |  | 9.7889
|  | Contractor Overheads | 10% |  |  |  | 0.97889 | Editable allowance
|  | Contractor Profit | 10% |  |  |  | 1.0768 | Editable allowance
|  | RATE PER BOQ UNIT | m² |  |  |  | 11.8445 | Excluding VAT
Note | Quantities are standard estimating constants and must be adjusted for specification, method, location and supplier quotations.
DETAILED RATE ANALYSIS — EAST AFRICAN QS FORMAT
Module / Ref | MODULE 1 | 4.1 | [5 empty] | MODULE 1¦4.1
BOQ Item | Supply, cut, bend and fix top, bottom and local reinforcement, including starters, chairs and couplers
Unit | t | Pricing basis | Nairobi, Kenya — Sep 2026 | Currency | USD | VAT | Excluded
No. | Code | Resource Description | Category | Qty / BOQ Unit | Resource Unit | Rate (USD) | Amount (USD) | Remarks
1 | MAT-009 | Reinforcement steel bar (rebar) | Material | 1.05 | tonne | 1176.5842 | 1235.4134 | East African productivity / consumption constant
2 | MAT-002 | Ancillary fittings, supports, fixings and connection materials | Material | 0.08 | item | 40.5719 | 3.2457 | East African productivity / consumption constant
3 | LAB-006 | Steel fixer | Labour | 20 | hr | 1.5456 | 30.9119 | East African productivity / consumption constant
4 | LAB-002 | General labourer | Labour | 10 | hr | 0.7728 | 7.728 | East African productivity / consumption constant
5 | PLT-007 | Mobile crane, 25t | Plant & Tools | 0.05 | day | 1062.5966 | 53.1298 | East African productivity / consumption constant
6 | PLT-016 | Small tools & consumables (allowance) | Plant & Tools | 2 | hr | 0.5796 | 1.1592 | East African productivity / consumption constant
|  | Materials Total |  |  |  |  | 1238.6592
|  | Labour Total |  |  |  |  | 38.6399
|  | Plant & Subcontract Total |  |  |  |  | 54.289
|  | Direct Resource Cost |  |  |  |  | 1331.5881
|  | Transport / Carriage | 5% of materials |  |  |  | 61.933 | Adjust for haul distance
|  | Small Tools, Water & Sundries | 2.5% of labour + plant |  |  |  | 2.3232 | Traditional allowance
|  | PRIME COST |  |  |  |  | 1395.8443
|  | Contractor Overheads | 10% |  |  |  | 139.5844 | Editable allowance
|  | Contractor Profit | 10% |  |  |  | 153.5429 | Editable allowance
|  | RATE PER BOQ UNIT | t |  |  |  | 1688.9716 | Excluding VAT
Note | Quantities are standard estimating constants and must be adjusted for specification, method, location and supplier quotations.
DETAILED RATE ANALYSIS — EAST AFRICAN QS FORMAT
Module / Ref | MODULE 1 | 4.11 | [5 empty] | MODULE 1¦4.11
BOQ Item | Supply, place, compact and cure reinforced concrete raft, including thickened zones
Unit | m³ | Pricing basis | Nairobi, Kenya — Sep 2026 | Currency | USD | VAT | Excluded
No. | Code | Resource Description | Category | Qty / BOQ Unit | Resource Unit | Rate (USD) | Amount (USD) | Remarks
1 | MAT-008 | Ready-mix concrete, C32/40 | Material | 1.03 | m³ | 129.83 | 133.7249 | East African productivity / consumption constant
2 | MAT-002 | Ancillary fittings, supports, fixings and connection materials | Material | 0.03 | item | 40.5719 | 1.2172 | East African productivity / consumption constant
3 | LAB-007 | Concreter | Labour | 1.5 | hr | 1.3524 | 2.0286 | East African productivity / consumption constant
4 | LAB-002 | General labourer | Labour | 1.5 | hr | 0.7728 | 1.1592 | East African productivity / consumption constant
5 | PLT-003 | Poker vibrator | Plant & Tools | 0.1 | day | 23.1839 | 2.3184 | East African productivity / consumption constant
6 | PLT-012 | Concrete pump | Plant & Tools | 0.03 | day | 502.3184 | 15.0696 | East African productivity / consumption constant
|  | Materials Total |  |  |  |  | 134.942
|  | Labour Total |  |  |  |  | 3.1878
|  | Plant & Subcontract Total |  |  |  |  | 17.3879
|  | Direct Resource Cost |  |  |  |  | 155.5178
|  | Transport / Carriage | 5% of materials |  |  |  | 6.7471 | Adjust for haul distance
|  | Small Tools, Water & Sundries | 2.5% of labour + plant |  |  |  | 0.51439 | Traditional allowance
|  | PRIME COST |  |  |  |  | 162.7793
|  | Contractor Overheads | 10% |  |  |  | 16.2779 | Editable allowance
|  | Contractor Profit | 10% |  |  |  | 17.9057 | Editable allowance
|  | RATE PER BOQ UNIT | m³ |  |  |  | 196.9629 | Excluding VAT
Note | Quantities are standard estimating constants and must be adjusted for specification, method, location and supplier quotations.
DETAILED RATE ANALYSIS — EAST AFRICAN QS FORMAT
Module / Ref | MODULE 1 | 4.12 | [5 empty] | MODULE 1¦4.12
BOQ Item | Provide formwork to raft edges, thickenings, rebates, recesses and upstands
Unit | m² | Pricing basis | Nairobi, Kenya — Sep 2026 | Currency | USD | VAT | Excluded
No. | Code | Resource Description | Category | Qty / BOQ Unit | Resource Unit | Rate (USD) | Amount (USD) | Remarks
1 | MAT-149 | Microphone / DI box / stand | Material | 1 | nr | 198.9954 | 198.9954 | Specific East African resource constant
2 | MAT-135 | Copper/fibre patch lead | Material | 1 | nr | 12.1716 | 12.1716 | Specific East African resource constant
3 | LAB-019 | ELV/ICT/security technician | Labour | 0.8 | hr | 2.7048 | 2.1638 | Specific East African resource constant
4 | LAB-002 | General labourer | Labour | 0.2 | hr | 0.7728 | 0.15456 | Specific East African resource constant
5 | PLT-018 | Electrical/ICT test instruments | Plant & Tools | 0.02 | day | 38.6399 | 0.7728 | Specific East African resource constant
6 | SUB-015 | AV/PA installation and commissioning | Subcontractor | 0.002 | item | 3091.1901 | 6.1824 | Verify local quotation / authority charge
|  | Materials Total |  |  |  |  | 211.1669
|  | Labour Total |  |  |  |  | 2.3184
|  | Plant & Subcontract Total |  |  |  |  | 6.9552
|  | Direct Resource Cost |  |  |  |  | 220.4405
|  | Transport / Carriage | 5% of materials |  |  |  | 10.5583 | Adjust for haul distance
|  | Small Tools, Water & Sundries | 2.5% of labour + plant |  |  |  | 0.23184 | Traditional allowance
|  | PRIME COST |  |  |  |  | 231.2307
|  | Contractor Overheads | 10% |  |  |  | 23.1231 | Editable allowance
|  | Contractor Profit | 10% |  |  |  | 25.4354 | Editable allowance
|  | RATE PER BOQ UNIT | m² |  |  |  | 279.7891 | Excluding VAT
Note | Quantities are standard estimating constants and must be adjusted for specification, method, location and supplier quotations.
DETAILED RATE ANALYSIS — EAST AFRICAN QS FORMAT
Module / Ref | MODULE 1 | 4.13 | [5 empty] | MODULE 1¦4.13
BOQ Item | Provide PVC or hydrophilic waterbars to construction and movement joints
Unit | m | Pricing basis | Nairobi, Kenya — Sep 2026 | Currency | USD | VAT | Excluded
No. | Code | Resource Description | Category | Qty / BOQ Unit | Resource Unit | Rate (USD) | Amount (USD) | Remarks
1 | MAT-002 | Ancillary fittings, supports, fixings and connection materials | Material | 0.05 | item | 40.5719 | 2.0286 | East African productivity / consumption constant
2 | MAT-001 | Specified item / equipment (compliance / BIM item) | Material | 0.01 | item | 405.7187 | 4.0572 | Verify supplier/subcontract quotation
3 | LAB-003 | Skilled labourer | Labour | 0.25 | hr | 1.1592 | 0.2898 | East African productivity / consumption constant
4 | LAB-002 | General labourer | Labour | 0.12 | hr | 0.7728 | 0.092736 | East African productivity / consumption constant
5 | PLT-016 | Small tools & consumables (allowance) | Plant & Tools | 0.05 | hr | 0.5796 | 0.02898 | East African productivity / consumption constant
6 | SUB-001 | Testing / commissioning allowance | Subcontractor | 0 | item | 193.1994 | 0 | Verify supplier/subcontract quotation
|  | Materials Total |  |  |  |  | 6.0858
|  | Labour Total |  |  |  |  | 0.38253
|  | Plant & Subcontract Total |  |  |  |  | 0.02898
|  | Direct Resource Cost |  |  |  |  | 6.4973
|  | Transport / Carriage | 5% of materials |  |  |  | 0.30429 | Adjust for haul distance
|  | Small Tools, Water & Sundries | 2.5% of labour + plant |  |  |  | 0.010288 | Traditional allowance
|  | PRIME COST |  |  |  |  | 6.8119
|  | Contractor Overheads | 10% |  |  |  | 0.68119 | Editable allowance
|  | Contractor Profit | 10% |  |  |  | 0.74931 | Editable allowance
|  | RATE PER BOQ UNIT | m |  |  |  | 8.2424 | Excluding VAT
Note | Quantities are standard estimating constants and must be adjusted for specification, method, location and supplier quotations.
DETAILED RATE ANALYSIS — EAST AFRICAN QS FORMAT
Module / Ref | MODULE 1 | 4.14 | [5 empty] | MODULE 1¦4.14
BOQ Item | Form and seal construction joints between separate raft pours
Unit | m | Pricing basis | Nairobi, Kenya — Sep 2026 | Currency | USD | VAT | Excluded
No. | Code | Resource Description | Category | Qty / BOQ Unit | Resource Unit | Rate (USD) | Amount (USD) | Remarks
1 | MAT-002 | Ancillary fittings, supports, fixings and connection materials | Material | 0.05 | item | 40.5719 | 2.0286 | East African productivity / consumption constant
2 | MAT-001 | Specified item / equipment (compliance / BIM item) | Material | 0.01 | item | 405.7187 | 4.0572 | Verify supplier/subcontract quotation
3 | LAB-003 | Skilled labourer | Labour | 0.25 | hr | 1.1592 | 0.2898 | East African productivity / consumption constant
4 | LAB-002 | General labourer | Labour | 0.12 | hr | 0.7728 | 0.092736 | East African productivity / consumption constant
5 | PLT-016 | Small tools & consumables (allowance) | Plant & Tools | 0.05 | hr | 0.5796 | 0.02898 | East African productivity / consumption constant
6 | SUB-001 | Testing / commissioning allowance | Subcontractor | 0 | item | 193.1994 | 0 | Verify supplier/subcontract quotation
|  | Materials Total |  |  |  |  | 6.0858
|  | Labour Total |  |  |  |  | 0.38253
|  | Plant & Subcontract Total |  |  |  |  | 0.02898
|  | Direct Resource Cost |  |  |  |  | 6.4973
|  | Transport / Carriage | 5% of materials |  |  |  | 0.30429 | Adjust for haul distance
|  | Small Tools, Water & Sundries | 2.5% of labour + plant |  |  |  | 0.010288 | Traditional allowance
|  | PRIME COST |  |  |  |  | 6.8119
|  | Contractor Overheads | 10% |  |  |  | 0.68119 | Editable allowance
|  | Contractor Profit | 10% |  |  |  | 0.74931 | Editable allowance
|  | RATE PER BOQ UNIT | m |  |  |  | 8.2424 | Excluding VAT
Note | Quantities are standard estimating constants and must be adjusted for specification, method, location and supplier quotations.
DETAILED RATE ANALYSIS — EAST AFRICAN QS FORMAT
Module / Ref | MODULE 1 | 4.15 | [5 empty] | MODULE 1¦4.15
BOQ Item | Form and seal movement or isolation joints
Unit | m | Pricing basis | Nairobi, Kenya — Sep 2026 | Currency | USD | VAT | Excluded
No. | Code | Resource Description | Category | Qty / BOQ Unit | Resource Unit | Rate (USD) | Amount (USD) | Remarks
1 | MAT-002 | Ancillary fittings, supports, fixings and connection materials | Material | 0.05 | item | 40.5719 | 2.0286 | East African productivity / consumption constant
2 | MAT-001 | Specified item / equipment (compliance / BIM item) | Material | 0.01 | item | 405.7187 | 4.0572 | Verify supplier/subcontract quotation
3 | LAB-003 | Skilled labourer | Labour | 0.25 | hr | 1.1592 | 0.2898 | East African productivity / consumption constant
4 | LAB-002 | General labourer | Labour | 0.12 | hr | 0.7728 | 0.092736 | East African productivity / consumption constant
5 | PLT-016 | Small tools & consumables (allowance) | Plant & Tools | 0.05 | hr | 0.5796 | 0.02898 | East African productivity / consumption constant
6 | SUB-001 | Testing / commissioning allowance | Subcontractor | 0 | item | 193.1994 | 0 | Verify supplier/subcontract quotation
|  | Materials Total |  |  |  |  | 6.0858
|  | Labour Total |  |  |  |  | 0.38253
|  | Plant & Subcontract Total |  |  |  |  | 0.02898
|  | Direct Resource Cost |  |  |  |  | 6.4973
|  | Transport / Carriage | 5% of materials |  |  |  | 0.30429 | Adjust for haul distance
|  | Small Tools, Water & Sundries | 2.5% of labour + plant |  |  |  | 0.010288 | Traditional allowance
|  | PRIME COST |  |  |  |  | 6.8119
|  | Contractor Overheads | 10% |  |  |  | 0.68119 | Editable allowance
|  | Contractor Profit | 10% |  |  |  | 0.74931 | Editable allowance
|  | RATE PER BOQ UNIT | m |  |  |  | 8.2424 | Excluding VAT
Note | Quantities are standard estimating constants and must be adjusted for specification, method, location and supplier quotations.
DETAILED RATE ANALYSIS — EAST AFRICAN QS FORMAT
Module / Ref | MODULE 1 | 4.16 | [5 empty] | MODULE 1¦4.16
BOQ Item | Apply power-float, trowelled or other specified finish to the raft upper surface
Unit | m² | Pricing basis | Nairobi, Kenya — Sep 2026 | Currency | USD | VAT | Excluded
No. | Code | Resource Description | Category | Qty / BOQ Unit | Resource Unit | Rate (USD) | Amount (USD) | Remarks
1 | MAT-108 | PPE and site-safety consumables | Material | 1 | set | 40.5719 | 40.5719 | Specific East African resource constant
2 | MAT-109 | Fire extinguisher and fire-point equipment | Material | 0.05 | nr | 95.5178 | 4.7759 | Specific East African resource constant
3 | LAB-014 | Site foreman / ganger | Labour | 2 | hr | 2.7048 | 5.4096 | Specific East African resource constant
4 | LAB-002 | General labourer | Labour | 1 | hr | 0.7728 | 0.7728 | Specific East African resource constant
5 | PLT-016 | Small tools & consumables (allowance) | Plant & Tools | 0.2 | hr | 0.5796 | 0.11592 | Specific East African resource constant
6 | SUB-020 | Statutory authority / permit fee allowance | Subcontractor | 0 | item | 579.5981 | 0 | Verify local quotation / authority charge
|  | Materials Total |  |  |  |  | 45.3478
|  | Labour Total |  |  |  |  | 6.1824
|  | Plant & Subcontract Total |  |  |  |  | 0.11592
|  | Direct Resource Cost |  |  |  |  | 51.6461
|  | Transport / Carriage | 5% of materials |  |  |  | 2.2674 | Adjust for haul distance
|  | Small Tools, Water & Sundries | 2.5% of labour + plant |  |  |  | 0.15746 | Traditional allowance
|  | PRIME COST |  |  |  |  | 54.0709
|  | Contractor Overheads | 10% |  |  |  | 5.4071 | Editable allowance
|  | Contractor Profit | 10% |  |  |  | 5.9478 | Editable allowance
|  | RATE PER BOQ UNIT | m² |  |  |  | 65.4258 | Excluding VAT
Note | Quantities are standard estimating constants and must be adjusted for specification, method, location and supplier quotations.
DETAILED RATE ANALYSIS — EAST AFRICAN QS FORMAT
Module / Ref | MODULE 1 | 4.17 | [5 empty] | MODULE 1¦4.17
BOQ Item | Apply surface hardener over the complete power-floated raft surface
Unit | m² | Pricing basis | Nairobi, Kenya — Sep 2026 | Currency | USD | VAT | Excluded
No. | Code | Resource Description | Category | Qty / BOQ Unit | Resource Unit | Rate (USD) | Amount (USD) | Remarks
1 | MAT-002 | Ancillary fittings, supports, fixings and connection materials | Material | 0.12 | item | 40.5719 | 4.8686 | East African productivity / consumption constant
2 | MAT-001 | Specified item / equipment (compliance / BIM item) | Material | 0.02 | item | 405.7187 | 8.1144 | Verify supplier/subcontract quotation
3 | LAB-003 | Skilled labourer | Labour | 0.5 | hr | 1.1592 | 0.5796 | East African productivity / consumption constant
4 | LAB-002 | General labourer | Labour | 0.25 | hr | 0.7728 | 0.1932 | East African productivity / consumption constant
5 | PLT-016 | Small tools & consumables (allowance) | Plant & Tools | 0.08 | hr | 0.5796 | 0.046368 | East African productivity / consumption constant
6 | SUB-001 | Testing / commissioning allowance | Subcontractor | 0 | item | 193.1994 | 0 | Verify supplier/subcontract quotation
|  | Materials Total |  |  |  |  | 12.983
|  | Labour Total |  |  |  |  | 0.7728
|  | Plant & Subcontract Total |  |  |  |  | 0.046368
|  | Direct Resource Cost |  |  |  |  | 13.8022
|  | Transport / Carriage | 5% of materials |  |  |  | 0.64915 | Adjust for haul distance
|  | Small Tools, Water & Sundries | 2.5% of labour + plant |  |  |  | 0.020479 | Traditional allowance
|  | PRIME COST |  |  |  |  | 14.4718
|  | Contractor Overheads | 10% |  |  |  | 1.4472 | Editable allowance
|  | Contractor Profit | 10% |  |  |  | 1.5919 | Editable allowance
|  | RATE PER BOQ UNIT | m² |  |  |  | 17.5109 | Excluding VAT
Note | Quantities are standard estimating constants and must be adjusted for specification, method, location and supplier quotations.
DETAILED RATE ANALYSIS — EAST AFRICAN QS FORMAT
Module / Ref | MODULE 1 | 4.18 | [5 empty] | MODULE 1¦4.18
BOQ Item | Supply and install cast-in sleeves, sockets, anchors, plates and embedded items
Unit | nr | Pricing basis | Nairobi, Kenya — Sep 2026 | Currency | USD | VAT | Excluded
No. | Code | Resource Description | Category | Qty / BOQ Unit | Resource Unit | Rate (USD) | Amount (USD) | Remarks
1 | MAT-058 | 13A socket outlet | Material | 1 | nr | 9.7372 | 9.7372 | East African productivity / consumption constant
2 | MAT-054 | PVC/galvanised conduit complete | Material | 2 | m | 2.0286 | 4.0572 | East African productivity / consumption constant
3 | LAB-010 | Electrician | Labour | 1.2 | hr | 2.5116 | 3.0139 | East African productivity / consumption constant
4 | LAB-002 | General labourer | Labour | 0.3 | hr | 0.7728 | 0.23184 | East African productivity / consumption constant
5 | PLT-018 | Electrical/ICT test instruments | Plant & Tools | 0.02 | day | 38.6399 | 0.7728 | East African productivity / consumption constant
6 | SUB-006 | Electrical installation | Subcontractor | 0 | item | 4636.7852 | 0 | Verify supplier/subcontract quotation
|  | Materials Total |  |  |  |  | 13.7944
|  | Labour Total |  |  |  |  | 3.2457
|  | Plant & Subcontract Total |  |  |  |  | 0.7728
|  | Direct Resource Cost |  |  |  |  | 17.813
|  | Transport / Carriage | 5% of materials |  |  |  | 0.68972 | Adjust for haul distance
|  | Small Tools, Water & Sundries | 2.5% of labour + plant |  |  |  | 0.10046 | Traditional allowance
|  | PRIME COST |  |  |  |  | 18.6032
|  | Contractor Overheads | 10% |  |  |  | 1.8603 | Editable allowance
|  | Contractor Profit | 10% |  |  |  | 2.0463 | Editable allowance
|  | RATE PER BOQ UNIT | nr |  |  |  | 22.5098 | Excluding VAT
Note | Quantities are standard estimating constants and must be adjusted for specification, method, location and supplier quotations.
DETAILED RATE ANALYSIS — EAST AFRICAN QS FORMAT
Module / Ref | MODULE 1 | 5.01 | [5 empty] | MODULE 1¦5.01
BOQ Item | Excavate around completed pile groups to pile-cap formation level
Unit | m³ | Pricing basis | Nairobi, Kenya — Sep 2026 | Currency | USD | VAT | Excluded
No. | Code | Resource Description | Category | Qty / BOQ Unit | Resource Unit | Rate (USD) | Amount (USD) | Remarks
1 | MAT-029 | Hardcore / murram fill | Material | 0 | m³ | 18.3617 | 0 | East African productivity / consumption constant
2 | LAB-002 | General labourer | Labour | 0.5 | hr | 0.7728 | 0.3864 | East African productivity / consumption constant
3 | LAB-014 | Site foreman / ganger | Labour | 0.05 | hr | 2.7048 | 0.13524 | East African productivity / consumption constant
4 | PLT-005 | Excavator, tracked 13t | Plant & Tools | 0.025 | day | 282.0711 | 7.0518 | East African productivity / consumption constant
5 | PLT-006 | Dumper, 3t | Plant & Tools | 0.01 | day | 142.9675 | 1.4297 | East African productivity / consumption constant
6 | SUB-001 | Testing / commissioning allowance | Subcontractor | 0 | item | 193.1994 | 0 | Verify supplier/subcontract quotation
|  | Materials Total |  |  |  |  | 0
|  | Labour Total |  |  |  |  | 0.52164
|  | Plant & Subcontract Total |  |  |  |  | 8.4815
|  | Direct Resource Cost |  |  |  |  | 9.0031
|  | Transport / Carriage | 5% of materials |  |  |  | 0 | Adjust for haul distance
|  | Small Tools, Water & Sundries | 2.5% of labour + plant |  |  |  | 0.22508 | Traditional allowance
|  | PRIME COST |  |  |  |  | 9.2282
|  | Contractor Overheads | 10% |  |  |  | 0.92282 | Editable allowance
|  | Contractor Profit | 10% |  |  |  | 1.0151 | Editable allowance
|  | RATE PER BOQ UNIT | m³ |  |  |  | 11.1661 | Excluding VAT
Note | Quantities are standard estimating constants and must be adjusted for specification, method, location and supplier quotations.
DETAILED RATE ANALYSIS — EAST AFRICAN QS FORMAT
Module / Ref | MODULE 1 | 5.02 | [5 empty] | MODULE 1¦5.02
BOQ Item | Cart away and dispose of surplus excavated material
Unit | m³ | Pricing basis | Nairobi, Kenya — Sep 2026 | Currency | USD | VAT | Excluded
No. | Code | Resource Description | Category | Qty / BOQ Unit | Resource Unit | Rate (USD) | Amount (USD) | Remarks
1 | MAT-029 | Hardcore / murram fill | Material | 0 | m³ | 18.3617 | 0 | East African productivity / consumption constant
2 | LAB-002 | General labourer | Labour | 0.3 | hr | 0.7728 | 0.23184 | East African productivity / consumption constant
3 | LAB-014 | Site foreman / ganger | Labour | 0.03 | hr | 2.7048 | 0.081144 | East African productivity / consumption constant
4 | PLT-006 | Dumper, 3t | Plant & Tools | 0.08 | day | 142.9675 | 11.4374 | East African productivity / consumption constant
5 | PLT-005 | Excavator, tracked 13t | Plant & Tools | 0.01 | day | 282.0711 | 2.8207 | East African productivity / consumption constant
6 | SUB-001 | Testing / commissioning allowance | Subcontractor | 0 | item | 193.1994 | 0 | Verify supplier/subcontract quotation
|  | Materials Total |  |  |  |  | 0
|  | Labour Total |  |  |  |  | 0.31298
|  | Plant & Subcontract Total |  |  |  |  | 14.2581
|  | Direct Resource Cost |  |  |  |  | 14.5711
|  | Transport / Carriage | 5% of materials |  |  |  | 0 | Adjust for haul distance
|  | Small Tools, Water & Sundries | 2.5% of labour + plant |  |  |  | 0.36428 | Traditional allowance
|  | PRIME COST |  |  |  |  | 14.9354
|  | Contractor Overheads | 10% |  |  |  | 1.4935 | Editable allowance
|  | Contractor Profit | 10% |  |  |  | 1.6429 | Editable allowance
|  | RATE PER BOQ UNIT | m³ |  |  |  | 18.0718 | Excluding VAT
Note | Quantities are standard estimating constants and must be adjusted for specification, method, location and supplier quotations.
DETAILED RATE ANALYSIS — EAST AFRICAN QS FORMAT
Module / Ref | MODULE 1 | 5.03 | [5 empty] | MODULE 1¦5.03
BOQ Item | Crop, break down and prepare pile heads to specified cut-off level
Unit | nr | Pricing basis | Nairobi, Kenya — Sep 2026 | Currency | USD | VAT | Excluded
No. | Code | Resource Description | Category | Qty / BOQ Unit | Resource Unit | Rate (USD) | Amount (USD) | Remarks
1 | MAT-008 | Ready-mix concrete, C32/40 | Material | 0.25 | m³ | 129.83 | 32.4575 | East African productivity / consumption constant
2 | MAT-009 | Reinforcement steel bar (rebar) | Material | 0.04 | tonne | 1176.5842 | 47.0634 | East African productivity / consumption constant
3 | LAB-006 | Steel fixer | Labour | 1.5 | hr | 1.5456 | 2.3184 | East African productivity / consumption constant
4 | LAB-002 | General labourer | Labour | 1 | hr | 0.7728 | 0.7728 | East African productivity / consumption constant
5 | PLT-005 | Excavator, tracked 13t | Plant & Tools | 0.05 | day | 282.0711 | 14.1036 | East African productivity / consumption constant
6 | SUB-002 | Piling package | Subcontractor | 0.25 | m | 139.1036 | 34.7759 | Verify supplier/subcontract quotation
|  | Materials Total |  |  |  |  | 79.5209
|  | Labour Total |  |  |  |  | 3.0912
|  | Plant & Subcontract Total |  |  |  |  | 48.8794
|  | Direct Resource Cost |  |  |  |  | 131.4915
|  | Transport / Carriage | 5% of materials |  |  |  | 3.976 | Adjust for haul distance
|  | Small Tools, Water & Sundries | 2.5% of labour + plant |  |  |  | 1.2993 | Traditional allowance
|  | PRIME COST |  |  |  |  | 136.7668
|  | Contractor Overheads | 10% |  |  |  | 13.6767 | Editable allowance
|  | Contractor Profit | 10% |  |  |  | 15.0443 | Editable allowance
|  | RATE PER BOQ UNIT | nr |  |  |  | 165.4878 | Excluding VAT
Note | Quantities are standard estimating constants and must be adjusted for specification, method, location and supplier quotations.
DETAILED RATE ANALYSIS — EAST AFRICAN QS FORMAT
Module / Ref | MODULE 1 | 5.04 | [5 empty] | MODULE 1¦5.04
BOQ Item | Supply and place lean concrete blinding beneath pile caps
Unit | m³ | Pricing basis | Nairobi, Kenya — Sep 2026 | Currency | USD | VAT | Excluded
No. | Code | Resource Description | Category | Qty / BOQ Unit | Resource Unit | Rate (USD) | Amount (USD) | Remarks
1 | MAT-008 | Ready-mix concrete, C32/40 | Material | 0.25 | m³ | 129.83 | 32.4575 | East African productivity / consumption constant
2 | MAT-009 | Reinforcement steel bar (rebar) | Material | 0.04 | tonne | 1176.5842 | 47.0634 | East African productivity / consumption constant
3 | LAB-006 | Steel fixer | Labour | 1.5 | hr | 1.5456 | 2.3184 | East African productivity / consumption constant
4 | LAB-002 | General labourer | Labour | 1 | hr | 0.7728 | 0.7728 | East African productivity / consumption constant
5 | PLT-005 | Excavator, tracked 13t | Plant & Tools | 0.05 | day | 282.0711 | 14.1036 | East African productivity / consumption constant
6 | SUB-002 | Piling package | Subcontractor | 0.25 | m | 139.1036 | 34.7759 | Verify supplier/subcontract quotation
|  | Materials Total |  |  |  |  | 79.5209
|  | Labour Total |  |  |  |  | 3.0912
|  | Plant & Subcontract Total |  |  |  |  | 48.8794
|  | Direct Resource Cost |  |  |  |  | 131.4915
|  | Transport / Carriage | 5% of materials |  |  |  | 3.976 | Adjust for haul distance
|  | Small Tools, Water & Sundries | 2.5% of labour + plant |  |  |  | 1.2993 | Traditional allowance
|  | PRIME COST |  |  |  |  | 136.7668
|  | Contractor Overheads | 10% |  |  |  | 13.6767 | Editable allowance
|  | Contractor Profit | 10% |  |  |  | 15.0443 | Editable allowance
|  | RATE PER BOQ UNIT | m³ |  |  |  | 165.4878 | Excluding VAT
Note | Quantities are standard estimating constants and must be adjusted for specification, method, location and supplier quotations.
DETAILED RATE ANALYSIS — EAST AFRICAN QS FORMAT
Module / Ref | MODULE 1 | 5.05 | [5 empty] | MODULE 1¦5.05
BOQ Item | Supply, cut, bend and fix pile-cap reinforcement, links, starters and accessories
Unit | t | Pricing basis | Nairobi, Kenya — Sep 2026 | Currency | USD | VAT | Excluded
No. | Code | Resource Description | Category | Qty / BOQ Unit | Resource Unit | Rate (USD) | Amount (USD) | Remarks
1 | MAT-009 | Reinforcement steel bar (rebar) | Material | 1.05 | tonne | 1176.5842 | 1235.4134 | East African productivity / consumption constant
2 | MAT-002 | Ancillary fittings, supports, fixings and connection materials | Material | 0.08 | item | 40.5719 | 3.2457 | East African productivity / consumption constant
3 | LAB-006 | Steel fixer | Labour | 20 | hr | 1.5456 | 30.9119 | East African productivity / consumption constant
4 | LAB-002 | General labourer | Labour | 10 | hr | 0.7728 | 7.728 | East African productivity / consumption constant
5 | PLT-007 | Mobile crane, 25t | Plant & Tools | 0.05 | day | 1062.5966 | 53.1298 | East African productivity / consumption constant
6 | PLT-016 | Small tools & consumables (allowance) | Plant & Tools | 2 | hr | 0.5796 | 1.1592 | East African productivity / consumption constant
|  | Materials Total |  |  |  |  | 1238.6592
|  | Labour Total |  |  |  |  | 38.6399
|  | Plant & Subcontract Total |  |  |  |  | 54.289
|  | Direct Resource Cost |  |  |  |  | 1331.5881
|  | Transport / Carriage | 5% of materials |  |  |  | 61.933 | Adjust for haul distance
|  | Small Tools, Water & Sundries | 2.5% of labour + plant |  |  |  | 2.3232 | Traditional allowance
|  | PRIME COST |  |  |  |  | 1395.8443
|  | Contractor Overheads | 10% |  |  |  | 139.5844 | Editable allowance
|  | Contractor Profit | 10% |  |  |  | 153.5429 | Editable allowance
|  | RATE PER BOQ UNIT | t |  |  |  | 1688.9716 | Excluding VAT
Note | Quantities are standard estimating constants and must be adjusted for specification, method, location and supplier quotations.
DETAILED RATE ANALYSIS — EAST AFRICAN QS FORMAT
Module / Ref | MODULE 1 | 5.06 | [5 empty] | MODULE 1¦5.06
BOQ Item | Supply, place, compact and cure reinforced concrete pile caps
Unit | m³ | Pricing basis | Nairobi, Kenya — Sep 2026 | Currency | USD | VAT | Excluded
No. | Code | Resource Description | Category | Qty / BOQ Unit | Resource Unit | Rate (USD) | Amount (USD) | Remarks
1 | MAT-008 | Ready-mix concrete, C32/40 | Material | 0.25 | m³ | 129.83 | 32.4575 | East African productivity / consumption constant
2 | MAT-009 | Reinforcement steel bar (rebar) | Material | 0.04 | tonne | 1176.5842 | 47.0634 | East African productivity / consumption constant
3 | LAB-006 | Steel fixer | Labour | 1.5 | hr | 1.5456 | 2.3184 | East African productivity / consumption constant
4 | LAB-002 | General labourer | Labour | 1 | hr | 0.7728 | 0.7728 | East African productivity / consumption constant
5 | PLT-005 | Excavator, tracked 13t | Plant & Tools | 0.05 | day | 282.0711 | 14.1036 | East African productivity / consumption constant
6 | SUB-002 | Piling package | Subcontractor | 0.25 | m | 139.1036 | 34.7759 | Verify supplier/subcontract quotation
|  | Materials Total |  |  |  |  | 79.5209
|  | Labour Total |  |  |  |  | 3.0912
|  | Plant & Subcontract Total |  |  |  |  | 48.8794
|  | Direct Resource Cost |  |  |  |  | 131.4915
|  | Transport / Carriage | 5% of materials |  |  |  | 3.976 | Adjust for haul distance
|  | Small Tools, Water & Sundries | 2.5% of labour + plant |  |  |  | 1.2993 | Traditional allowance
|  | PRIME COST |  |  |  |  | 136.7668
|  | Contractor Overheads | 10% |  |  |  | 13.6767 | Editable allowance
|  | Contractor Profit | 10% |  |  |  | 15.0443 | Editable allowance
|  | RATE PER BOQ UNIT | m³ |  |  |  | 165.4878 | Excluding VAT
Note | Quantities are standard estimating constants and must be adjusted for specification, method, location and supplier quotations.
DETAILED RATE ANALYSIS — EAST AFRICAN QS FORMAT
Module / Ref | MODULE 1 | 5.07 | [5 empty] | MODULE 1¦5.07
BOQ Item | Provide formwork to exposed vertical sides of pile caps
Unit | m² | Pricing basis | Nairobi, Kenya — Sep 2026 | Currency | USD | VAT | Excluded
No. | Code | Resource Description | Category | Qty / BOQ Unit | Resource Unit | Rate (USD) | Amount (USD) | Remarks
1 | MAT-008 | Ready-mix concrete, C32/40 | Material | 0.25 | m³ | 129.83 | 32.4575 | East African productivity / consumption constant
2 | MAT-009 | Reinforcement steel bar (rebar) | Material | 0.04 | tonne | 1176.5842 | 47.0634 | East African productivity / consumption constant
3 | LAB-006 | Steel fixer | Labour | 1.5 | hr | 1.5456 | 2.3184 | East African productivity / consumption constant
4 | LAB-002 | General labourer | Labour | 1 | hr | 0.7728 | 0.7728 | East African productivity / consumption constant
5 | PLT-005 | Excavator, tracked 13t | Plant & Tools | 0.05 | day | 282.0711 | 14.1036 | East African productivity / consumption constant
6 | SUB-002 | Piling package | Subcontractor | 0.25 | m | 139.1036 | 34.7759 | Verify supplier/subcontract quotation
|  | Materials Total |  |  |  |  | 79.5209
|  | Labour Total |  |  |  |  | 3.0912
|  | Plant & Subcontract Total |  |  |  |  | 48.8794
|  | Direct Resource Cost |  |  |  |  | 131.4915
|  | Transport / Carriage | 5% of materials |  |  |  | 3.976 | Adjust for haul distance
|  | Small Tools, Water & Sundries | 2.5% of labour + plant |  |  |  | 1.2993 | Traditional allowance
|  | PRIME COST |  |  |  |  | 136.7668
|  | Contractor Overheads | 10% |  |  |  | 13.6767 | Editable allowance
|  | Contractor Profit | 10% |  |  |  | 15.0443 | Editable allowance
|  | RATE PER BOQ UNIT | m² |  |  |  | 165.4878 | Excluding VAT
Note | Quantities are standard estimating constants and must be adjusted for specification, method, location and supplier quotations.
DETAILED RATE ANALYSIS — EAST AFRICAN QS FORMAT
Module / Ref | MODULE 1 | 5.08 | [5 empty] | MODULE 1¦5.08
BOQ Item | Supply and install holding-down bolts or anchor assemblies
Unit | nr | Pricing basis | Nairobi, Kenya — Sep 2026 | Currency | USD | VAT | Excluded
No. | Code | Resource Description | Category | Qty / BOQ Unit | Resource Unit | Rate (USD) | Amount (USD) | Remarks
1 | MAT-114 | Holding-down bolt / cast-in fixing | Material | 1 | nr | 28.4003 | 28.4003 | Specific East African resource constant
2 | MAT-002 | Ancillary fittings, supports, fixings and connection materials | Material | 0.03 | item | 40.5719 | 1.2172 | Specific East African resource constant
3 | LAB-006 | Steel fixer | Labour | 1 | hr | 1.5456 | 1.5456 | Specific East African resource constant
4 | LAB-002 | General labourer | Labour | 0.5 | hr | 0.7728 | 0.3864 | Specific East African resource constant
5 | PLT-017 | Welding set | Plant & Tools | 0.02 | day | 46.3679 | 0.92736 | Specific East African resource constant
6 | SUB-001 | Testing / commissioning allowance | Subcontractor | 0 | item | 193.1994 | 0 | Verify local quotation / authority charge
|  | Materials Total |  |  |  |  | 29.6175
|  | Labour Total |  |  |  |  | 1.932
|  | Plant & Subcontract Total |  |  |  |  | 0.92736
|  | Direct Resource Cost |  |  |  |  | 32.4768
|  | Transport / Carriage | 5% of materials |  |  |  | 1.4809 | Adjust for haul distance
|  | Small Tools, Water & Sundries | 2.5% of labour + plant |  |  |  | 0.071484 | Traditional allowance
|  | PRIME COST |  |  |  |  | 34.0292
|  | Contractor Overheads | 10% |  |  |  | 3.4029 | Editable allowance
|  | Contractor Profit | 10% |  |  |  | 3.7432 | Editable allowance
|  | RATE PER BOQ UNIT | nr |  |  |  | 41.1753 | Excluding VAT
Note | Quantities are standard estimating constants and must be adjusted for specification, method, location and supplier quotations.
DETAILED RATE ANALYSIS — EAST AFRICAN QS FORMAT
Module / Ref | MODULE 1 | 5.09 | [5 empty] | MODULE 1¦5.09
BOQ Item | Supply and install one earthing lug to each pile cap
Unit | nr | Pricing basis | Nairobi, Kenya — Sep 2026 | Currency | USD | VAT | Excluded
No. | Code | Resource Description | Category | Qty / BOQ Unit | Resource Unit | Rate (USD) | Amount (USD) | Remarks
1 | MAT-008 | Ready-mix concrete, C32/40 | Material | 0.25 | m³ | 129.83 | 32.4575 | East African productivity / consumption constant
2 | MAT-009 | Reinforcement steel bar (rebar) | Material | 0.04 | tonne | 1176.5842 | 47.0634 | East African productivity / consumption constant
3 | LAB-006 | Steel fixer | Labour | 1.5 | hr | 1.5456 | 2.3184 | East African productivity / consumption constant
4 | LAB-002 | General labourer | Labour | 1 | hr | 0.7728 | 0.7728 | East African productivity / consumption constant
5 | PLT-005 | Excavator, tracked 13t | Plant & Tools | 0.05 | day | 282.0711 | 14.1036 | East African productivity / consumption constant
6 | SUB-002 | Piling package | Subcontractor | 0.25 | m | 139.1036 | 34.7759 | Verify supplier/subcontract quotation
|  | Materials Total |  |  |  |  | 79.5209
|  | Labour Total |  |  |  |  | 3.0912
|  | Plant & Subcontract Total |  |  |  |  | 48.8794
|  | Direct Resource Cost |  |  |  |  | 131.4915
|  | Transport / Carriage | 5% of materials |  |  |  | 3.976 | Adjust for haul distance
|  | Small Tools, Water & Sundries | 2.5% of labour + plant |  |  |  | 1.2993 | Traditional allowance
|  | PRIME COST |  |  |  |  | 136.7668
|  | Contractor Overheads | 10% |  |  |  | 13.6767 | Editable allowance
|  | Contractor Profit | 10% |  |  |  | 15.0443 | Editable allowance
|  | RATE PER BOQ UNIT | nr |  |  |  | 165.4878 | Excluding VAT
Note | Quantities are standard estimating constants and must be adjusted for specification, method, location and supplier quotations.
DETAILED RATE ANALYSIS — EAST AFRICAN QS FORMAT
Module / Ref | MODULE 1 | 5.1 | [5 empty] | MODULE 1¦5.1
BOQ Item | Supply and install embedded plates, sleeves and other cast-in components
Unit | nr | Pricing basis | Nairobi, Kenya — Sep 2026 | Currency | USD | VAT | Excluded
No. | Code | Resource Description | Category | Qty / BOQ Unit | Resource Unit | Rate (USD) | Amount (USD) | Remarks
1 | MAT-114 | Holding-down bolt / cast-in fixing | Material | 1 | nr | 28.4003 | 28.4003 | Specific East African resource constant
2 | MAT-002 | Ancillary fittings, supports, fixings and connection materials | Material | 0.03 | item | 40.5719 | 1.2172 | Specific East African resource constant
3 | LAB-006 | Steel fixer | Labour | 1 | hr | 1.5456 | 1.5456 | Specific East African resource constant
4 | LAB-002 | General labourer | Labour | 0.5 | hr | 0.7728 | 0.3864 | Specific East African resource constant
5 | PLT-017 | Welding set | Plant & Tools | 0.02 | day | 46.3679 | 0.92736 | Specific East African resource constant
6 | SUB-001 | Testing / commissioning allowance | Subcontractor | 0 | item | 193.1994 | 0 | Verify local quotation / authority charge
|  | Materials Total |  |  |  |  | 29.6175
|  | Labour Total |  |  |  |  | 1.932
|  | Plant & Subcontract Total |  |  |  |  | 0.92736
|  | Direct Resource Cost |  |  |  |  | 32.4768
|  | Transport / Carriage | 5% of materials |  |  |  | 1.4809 | Adjust for haul distance
|  | Small Tools, Water & Sundries | 2.5% of labour + plant |  |  |  | 0.071484 | Traditional allowance
|  | PRIME COST |  |  |  |  | 34.0292
|  | Contractor Overheads | 10% |  |  |  | 3.4029 | Editable allowance
|  | Contractor Profit | 10% |  |  |  | 3.7432 | Editable allowance
|  | RATE PER BOQ UNIT | nr |  |  |  | 41.1753 | Excluding VAT
Note | Quantities are standard estimating constants and must be adjusted for specification, method, location and supplier quotations.
DETAILED RATE ANALYSIS — EAST AFRICAN QS FORMAT
Module / Ref | MODULE 1 | 5.11 | [5 empty] | MODULE 1¦5.11
BOQ Item | Return, place and compact selected backfill around completed pile caps
Unit | m³ | Pricing basis | Nairobi, Kenya — Sep 2026 | Currency | USD | VAT | Excluded
No. | Code | Resource Description | Category | Qty / BOQ Unit | Resource Unit | Rate (USD) | Amount (USD) | Remarks
1 | MAT-029 | Hardcore / murram fill | Material | 1.1 | m³ | 18.3617 | 20.1978 | East African productivity / consumption constant
2 | MAT-006 | Coarse aggregate / crushed stone | Material | 0.1 | m³ | 16.2287 | 1.6229 | East African productivity / consumption constant
3 | LAB-002 | General labourer | Labour | 0.8 | hr | 0.7728 | 0.61824 | East African productivity / consumption constant
4 | LAB-014 | Site foreman / ganger | Labour | 0.05 | hr | 2.7048 | 0.13524 | East African productivity / consumption constant
5 | PLT-014 | Compaction plate | Plant & Tools | 0.05 | day | 46.3679 | 2.3184 | East African productivity / consumption constant
6 | PLT-006 | Dumper, 3t | Plant & Tools | 0.01 | day | 142.9675 | 1.4297 | East African productivity / consumption constant
|  | Materials Total |  |  |  |  | 21.8207
|  | Labour Total |  |  |  |  | 0.75348
|  | Plant & Subcontract Total |  |  |  |  | 3.7481
|  | Direct Resource Cost |  |  |  |  | 26.3223
|  | Transport / Carriage | 5% of materials |  |  |  | 1.091 | Adjust for haul distance
|  | Small Tools, Water & Sundries | 2.5% of labour + plant |  |  |  | 0.11254 | Traditional allowance
|  | PRIME COST |  |  |  |  | 27.5258
|  | Contractor Overheads | 10% |  |  |  | 2.7526 | Editable allowance
|  | Contractor Profit | 10% |  |  |  | 3.0278 | Editable allowance
|  | RATE PER BOQ UNIT | m³ |  |  |  | 33.3063 | Excluding VAT
Note | Quantities are standard estimating constants and must be adjusted for specification, method, location and supplier quotations.
DETAILED RATE ANALYSIS — EAST AFRICAN QS FORMAT
Module / Ref | MODULE 1 | 6.01 | [5 empty] | MODULE 1¦6.01
BOQ Item | Construct rotary bored piles of stated type and diameter from commencing level to design toe level
Unit | m | Pricing basis | Nairobi, Kenya — Sep 2026 | Currency | USD | VAT | Excluded
No. | Code | Resource Description | Category | Qty / BOQ Unit | Resource Unit | Rate (USD) | Amount (USD) | Remarks
1 | MAT-002 | Ancillary fittings, supports, fixings and connection materials | Material | 0.05 | item | 40.5719 | 2.0286 | East African productivity / consumption constant
2 | MAT-001 | Specified item / equipment (compliance / BIM item) | Material | 0.01 | item | 405.7187 | 4.0572 | Verify supplier/subcontract quotation
3 | LAB-003 | Skilled labourer | Labour | 0.25 | hr | 1.1592 | 0.2898 | East African productivity / consumption constant
4 | LAB-002 | General labourer | Labour | 0.12 | hr | 0.7728 | 0.092736 | East African productivity / consumption constant
5 | PLT-016 | Small tools & consumables (allowance) | Plant & Tools | 0.05 | hr | 0.5796 | 0.02898 | East African productivity / consumption constant
6 | SUB-001 | Testing / commissioning allowance | Subcontractor | 0 | item | 193.1994 | 0 | Verify supplier/subcontract quotation
|  | Materials Total |  |  |  |  | 6.0858
|  | Labour Total |  |  |  |  | 0.38253
|  | Plant & Subcontract Total |  |  |  |  | 0.02898
|  | Direct Resource Cost |  |  |  |  | 6.4973
|  | Transport / Carriage | 5% of materials |  |  |  | 0.30429 | Adjust for haul distance
|  | Small Tools, Water & Sundries | 2.5% of labour + plant |  |  |  | 0.010288 | Traditional allowance
|  | PRIME COST |  |  |  |  | 6.8119
|  | Contractor Overheads | 10% |  |  |  | 0.68119 | Editable allowance
|  | Contractor Profit | 10% |  |  |  | 0.74931 | Editable allowance
|  | RATE PER BOQ UNIT | m |  |  |  | 8.2424 | Excluding VAT
Note | Quantities are standard estimating constants and must be adjusted for specification, method, location and supplier quotations.
DETAILED RATE ANALYSIS — EAST AFRICAN QS FORMAT
Module / Ref | MODULE 1 | 6.02 | [5 empty] | MODULE 1¦6.02
BOQ Item | Construct CFA piles of stated diameter and completed length
Unit | m | Pricing basis | Nairobi, Kenya — Sep 2026 | Currency | USD | VAT | Excluded
No. | Code | Resource Description | Category | Qty / BOQ Unit | Resource Unit | Rate (USD) | Amount (USD) | Remarks
1 | MAT-002 | Ancillary fittings, supports, fixings and connection materials | Material | 0.05 | item | 40.5719 | 2.0286 | East African productivity / consumption constant
2 | MAT-001 | Specified item / equipment (compliance / BIM item) | Material | 0.01 | item | 405.7187 | 4.0572 | Verify supplier/subcontract quotation
3 | LAB-003 | Skilled labourer | Labour | 0.25 | hr | 1.1592 | 0.2898 | East African productivity / consumption constant
4 | LAB-002 | General labourer | Labour | 0.12 | hr | 0.7728 | 0.092736 | East African productivity / consumption constant
5 | PLT-016 | Small tools & consumables (allowance) | Plant & Tools | 0.05 | hr | 0.5796 | 0.02898 | East African productivity / consumption constant
6 | SUB-001 | Testing / commissioning allowance | Subcontractor | 0 | item | 193.1994 | 0 | Verify supplier/subcontract quotation
|  | Materials Total |  |  |  |  | 6.0858
|  | Labour Total |  |  |  |  | 0.38253
|  | Plant & Subcontract Total |  |  |  |  | 0.02898
|  | Direct Resource Cost |  |  |  |  | 6.4973
|  | Transport / Carriage | 5% of materials |  |  |  | 0.30429 | Adjust for haul distance
|  | Small Tools, Water & Sundries | 2.5% of labour + plant |  |  |  | 0.010288 | Traditional allowance
|  | PRIME COST |  |  |  |  | 6.8119
|  | Contractor Overheads | 10% |  |  |  | 0.68119 | Editable allowance
|  | Contractor Profit | 10% |  |  |  | 0.74931 | Editable allowance
|  | RATE PER BOQ UNIT | m |  |  |  | 8.2424 | Excluding VAT
Note | Quantities are standard estimating constants and must be adjusted for specification, method, location and supplier quotations.
DETAILED RATE ANALYSIS — EAST AFRICAN QS FORMAT
Module / Ref | MODULE 1 | 6.03 | [5 empty] | MODULE 1¦6.03
BOQ Item | Construct driven precast-concrete piles of stated size and completed length
Unit | m | Pricing basis | Nairobi, Kenya — Sep 2026 | Currency | USD | VAT | Excluded
No. | Code | Resource Description | Category | Qty / BOQ Unit | Resource Unit | Rate (USD) | Amount (USD) | Remarks
1 | MAT-156 | Damper/valve actuator | Material | 1 | nr | 198.9954 | 198.9954 | Specific East African resource constant
2 | MAT-055 | Cat6/Cat6A data cable | Material | 3 | m | 0.97372 | 2.9212 | Specific East African resource constant
3 | LAB-019 | ELV/ICT/security technician | Labour | 1.5 | hr | 2.7048 | 4.0572 | Specific East African resource constant
4 | LAB-002 | General labourer | Labour | 0.3 | hr | 0.7728 | 0.23184 | Specific East African resource constant
5 | PLT-018 | Electrical/ICT test instruments | Plant & Tools | 0.03 | day | 38.6399 | 1.1592 | Specific East African resource constant
6 | SUB-014 | BMS installation and commissioning | Subcontractor | 0.003 | item | 3863.9876 | 11.592 | Verify local quotation / authority charge
|  | Materials Total |  |  |  |  | 201.9165
|  | Labour Total |  |  |  |  | 4.289
|  | Plant & Subcontract Total |  |  |  |  | 12.7512
|  | Direct Resource Cost |  |  |  |  | 218.9567
|  | Transport / Carriage | 5% of materials |  |  |  | 10.0958 | Adjust for haul distance
|  | Small Tools, Water & Sundries | 2.5% of labour + plant |  |  |  | 0.426 | Traditional allowance
|  | PRIME COST |  |  |  |  | 229.4786
|  | Contractor Overheads | 10% |  |  |  | 22.9479 | Editable allowance
|  | Contractor Profit | 10% |  |  |  | 25.2426 | Editable allowance
|  | RATE PER BOQ UNIT | m |  |  |  | 277.6691 | Excluding VAT
Note | Quantities are standard estimating constants and must be adjusted for specification, method, location and supplier quotations.
DETAILED RATE ANALYSIS — EAST AFRICAN QS FORMAT
Module / Ref | MODULE 1 | 6.04 | [5 empty] | MODULE 1¦6.04
BOQ Item | Construct driven steel piles of stated section, size and completed length
Unit | m | Pricing basis | Nairobi, Kenya — Sep 2026 | Currency | USD | VAT | Excluded
No. | Code | Resource Description | Category | Qty / BOQ Unit | Resource Unit | Rate (USD) | Amount (USD) | Remarks
1 | MAT-156 | Damper/valve actuator | Material | 1 | nr | 198.9954 | 198.9954 | Specific East African resource constant
2 | MAT-055 | Cat6/Cat6A data cable | Material | 3 | m | 0.97372 | 2.9212 | Specific East African resource constant
3 | LAB-019 | ELV/ICT/security technician | Labour | 1.5 | hr | 2.7048 | 4.0572 | Specific East African resource constant
4 | LAB-002 | General labourer | Labour | 0.3 | hr | 0.7728 | 0.23184 | Specific East African resource constant
5 | PLT-018 | Electrical/ICT test instruments | Plant & Tools | 0.03 | day | 38.6399 | 1.1592 | Specific East African resource constant
6 | SUB-014 | BMS installation and commissioning | Subcontractor | 0.003 | item | 3863.9876 | 11.592 | Verify local quotation / authority charge
|  | Materials Total |  |  |  |  | 201.9165
|  | Labour Total |  |  |  |  | 4.289
|  | Plant & Subcontract Total |  |  |  |  | 12.7512
|  | Direct Resource Cost |  |  |  |  | 218.9567
|  | Transport / Carriage | 5% of materials |  |  |  | 10.0958 | Adjust for haul distance
|  | Small Tools, Water & Sundries | 2.5% of labour + plant |  |  |  | 0.426 | Traditional allowance
|  | PRIME COST |  |  |  |  | 229.4786
|  | Contractor Overheads | 10% |  |  |  | 22.9479 | Editable allowance
|  | Contractor Profit | 10% |  |  |  | 25.2426 | Editable allowance
|  | RATE PER BOQ UNIT | m |  |  |  | 277.6691 | Excluding VAT
Note | Quantities are standard estimating constants and must be adjusted for specification, method, location and supplier quotations.
DETAILED RATE ANALYSIS — EAST AFRICAN QS FORMAT
Module / Ref | MODULE 1 | 6.05 | [5 empty] | MODULE 1¦6.05
BOQ Item | Provide contiguous or secant piling of stated pile diameter and spacing
Unit | m | Pricing basis | Nairobi, Kenya — Sep 2026 | Currency | USD | VAT | Excluded
No. | Code | Resource Description | Category | Qty / BOQ Unit | Resource Unit | Rate (USD) | Amount (USD) | Remarks
1 | MAT-008 | Ready-mix concrete, C32/40 | Material | 0.25 | m³ | 129.83 | 32.4575 | East African productivity / consumption constant
2 | MAT-009 | Reinforcement steel bar (rebar) | Material | 0.04 | tonne | 1176.5842 | 47.0634 | East African productivity / consumption constant
3 | LAB-006 | Steel fixer | Labour | 1.5 | hr | 1.5456 | 2.3184 | East African productivity / consumption constant
4 | LAB-002 | General labourer | Labour | 1 | hr | 0.7728 | 0.7728 | East African productivity / consumption constant
5 | PLT-005 | Excavator, tracked 13t | Plant & Tools | 0.05 | day | 282.0711 | 14.1036 | East African productivity / consumption constant
6 | SUB-002 | Piling package | Subcontractor | 1 | m | 139.1036 | 139.1036 | Verify supplier/subcontract quotation
|  | Materials Total |  |  |  |  | 79.5209
|  | Labour Total |  |  |  |  | 3.0912
|  | Plant & Subcontract Total |  |  |  |  | 153.2071
|  | Direct Resource Cost |  |  |  |  | 235.8192
|  | Transport / Carriage | 5% of materials |  |  |  | 3.976 | Adjust for haul distance
|  | Small Tools, Water & Sundries | 2.5% of labour + plant |  |  |  | 3.9075 | Traditional allowance
|  | PRIME COST |  |  |  |  | 243.7027
|  | Contractor Overheads | 10% |  |  |  | 24.3703 | Editable allowance
|  | Contractor Profit | 10% |  |  |  | 26.8073 | Editable allowance
|  | RATE PER BOQ UNIT | m |  |  |  | 294.8802 | Excluding VAT
Note | Quantities are standard estimating constants and must be adjusted for specification, method, location and supplier quotations.
DETAILED RATE ANALYSIS — EAST AFRICAN QS FORMAT
Module / Ref | MODULE 1 | 6.06 | [5 empty] | MODULE 1¦6.06
BOQ Item | Supply and install fabricated reinforcement cages to in-situ concrete piles
Unit | t | Pricing basis | Nairobi, Kenya — Sep 2026 | Currency | USD | VAT | Excluded
No. | Code | Resource Description | Category | Qty / BOQ Unit | Resource Unit | Rate (USD) | Amount (USD) | Remarks
1 | MAT-009 | Reinforcement steel bar (rebar) | Material | 1.05 | tonne | 1176.5842 | 1235.4134 | East African productivity / consumption constant
2 | MAT-002 | Ancillary fittings, supports, fixings and connection materials | Material | 0.08 | item | 40.5719 | 3.2457 | East African productivity / consumption constant
3 | LAB-006 | Steel fixer | Labour | 20 | hr | 1.5456 | 30.9119 | East African productivity / consumption constant
4 | LAB-002 | General labourer | Labour | 10 | hr | 0.7728 | 7.728 | East African productivity / consumption constant
5 | PLT-007 | Mobile crane, 25t | Plant & Tools | 0.05 | day | 1062.5966 | 53.1298 | East African productivity / consumption constant
6 | PLT-016 | Small tools & consumables (allowance) | Plant & Tools | 2 | hr | 0.5796 | 1.1592 | East African productivity / consumption constant
|  | Materials Total |  |  |  |  | 1238.6592
|  | Labour Total |  |  |  |  | 38.6399
|  | Plant & Subcontract Total |  |  |  |  | 54.289
|  | Direct Resource Cost |  |  |  |  | 1331.5881
|  | Transport / Carriage | 5% of materials |  |  |  | 61.933 | Adjust for haul distance
|  | Small Tools, Water & Sundries | 2.5% of labour + plant |  |  |  | 2.3232 | Traditional allowance
|  | PRIME COST |  |  |  |  | 1395.8443
|  | Contractor Overheads | 10% |  |  |  | 139.5844 | Editable allowance
|  | Contractor Profit | 10% |  |  |  | 153.5429 | Editable allowance
|  | RATE PER BOQ UNIT | t |  |  |  | 1688.9716 | Excluding VAT
Note | Quantities are standard estimating constants and must be adjusted for specification, method, location and supplier quotations.
DETAILED RATE ANALYSIS — EAST AFRICAN QS FORMAT
Module / Ref | MODULE 1 | 6.07 | [5 empty] | MODULE 1¦6.07
BOQ Item | Supply and place concrete or grout to pile shafts
Unit | m³ | Pricing basis | Nairobi, Kenya — Sep 2026 | Currency | USD | VAT | Excluded
No. | Code | Resource Description | Category | Qty / BOQ Unit | Resource Unit | Rate (USD) | Amount (USD) | Remarks
1 | MAT-008 | Ready-mix concrete, C32/40 | Material | 0.25 | m³ | 129.83 | 32.4575 | East African productivity / consumption constant
2 | MAT-009 | Reinforcement steel bar (rebar) | Material | 0.04 | tonne | 1176.5842 | 47.0634 | East African productivity / consumption constant
3 | LAB-006 | Steel fixer | Labour | 1.5 | hr | 1.5456 | 2.3184 | East African productivity / consumption constant
4 | LAB-002 | General labourer | Labour | 1 | hr | 0.7728 | 0.7728 | East African productivity / consumption constant
5 | PLT-005 | Excavator, tracked 13t | Plant & Tools | 0.05 | day | 282.0711 | 14.1036 | East African productivity / consumption constant
6 | SUB-002 | Piling package | Subcontractor | 0.25 | m | 139.1036 | 34.7759 | Verify supplier/subcontract quotation
|  | Materials Total |  |  |  |  | 79.5209
|  | Labour Total |  |  |  |  | 3.0912
|  | Plant & Subcontract Total |  |  |  |  | 48.8794
|  | Direct Resource Cost |  |  |  |  | 131.4915
|  | Transport / Carriage | 5% of materials |  |  |  | 3.976 | Adjust for haul distance
|  | Small Tools, Water & Sundries | 2.5% of labour + plant |  |  |  | 1.2993 | Traditional allowance
|  | PRIME COST |  |  |  |  | 136.7668
|  | Contractor Overheads | 10% |  |  |  | 13.6767 | Editable allowance
|  | Contractor Profit | 10% |  |  |  | 15.0443 | Editable allowance
|  | RATE PER BOQ UNIT | m³ |  |  |  | 165.4878 | Excluding VAT
Note | Quantities are standard estimating constants and must be adjusted for specification, method, location and supplier quotations.
DETAILED RATE ANALYSIS — EAST AFRICAN QS FORMAT
Module / Ref | MODULE 1 | 6.08 | [5 empty] | MODULE 1¦6.08
BOQ Item | Provide permanent pile casing of specified diameter and thickness
Unit | m | Pricing basis | Nairobi, Kenya — Sep 2026 | Currency | USD | VAT | Excluded
No. | Code | Resource Description | Category | Qty / BOQ Unit | Resource Unit | Rate (USD) | Amount (USD) | Remarks
1 | MAT-008 | Ready-mix concrete, C32/40 | Material | 0.25 | m³ | 129.83 | 32.4575 | East African productivity / consumption constant
2 | MAT-009 | Reinforcement steel bar (rebar) | Material | 0.04 | tonne | 1176.5842 | 47.0634 | East African productivity / consumption constant
3 | LAB-006 | Steel fixer | Labour | 1.5 | hr | 1.5456 | 2.3184 | East African productivity / consumption constant
4 | LAB-002 | General labourer | Labour | 1 | hr | 0.7728 | 0.7728 | East African productivity / consumption constant
5 | PLT-005 | Excavator, tracked 13t | Plant & Tools | 0.05 | day | 282.0711 | 14.1036 | East African productivity / consumption constant
6 | SUB-002 | Piling package | Subcontractor | 1 | m | 139.1036 | 139.1036 | Verify supplier/subcontract quotation
|  | Materials Total |  |  |  |  | 79.5209
|  | Labour Total |  |  |  |  | 3.0912
|  | Plant & Subcontract Total |  |  |  |  | 153.2071
|  | Direct Resource Cost |  |  |  |  | 235.8192
|  | Transport / Carriage | 5% of materials |  |  |  | 3.976 | Adjust for haul distance
|  | Small Tools, Water & Sundries | 2.5% of labour + plant |  |  |  | 3.9075 | Traditional allowance
|  | PRIME COST |  |  |  |  | 243.7027
|  | Contractor Overheads | 10% |  |  |  | 24.3703 | Editable allowance
|  | Contractor Profit | 10% |  |  |  | 26.8073 | Editable allowance
|  | RATE PER BOQ UNIT | m |  |  |  | 294.8802 | Excluding VAT
Note | Quantities are standard estimating constants and must be adjusted for specification, method, location and supplier quotations.
DETAILED RATE ANALYSIS — EAST AFRICAN QS FORMAT
Module / Ref | MODULE 1 | 6.09 | [5 empty] | MODULE 1¦6.09
BOQ Item | Provide temporary pile casing where separately measurable
Unit | m | Pricing basis | Nairobi, Kenya — Sep 2026 | Currency | USD | VAT | Excluded
No. | Code | Resource Description | Category | Qty / BOQ Unit | Resource Unit | Rate (USD) | Amount (USD) | Remarks
1 | MAT-008 | Ready-mix concrete, C32/40 | Material | 0.25 | m³ | 129.83 | 32.4575 | East African productivity / consumption constant
2 | MAT-009 | Reinforcement steel bar (rebar) | Material | 0.04 | tonne | 1176.5842 | 47.0634 | East African productivity / consumption constant
3 | LAB-006 | Steel fixer | Labour | 1.5 | hr | 1.5456 | 2.3184 | East African productivity / consumption constant
4 | LAB-002 | General labourer | Labour | 1 | hr | 0.7728 | 0.7728 | East African productivity / consumption constant
5 | PLT-005 | Excavator, tracked 13t | Plant & Tools | 0.05 | day | 282.0711 | 14.1036 | East African productivity / consumption constant
6 | SUB-002 | Piling package | Subcontractor | 1 | m | 139.1036 | 139.1036 | Verify supplier/subcontract quotation
|  | Materials Total |  |  |  |  | 79.5209
|  | Labour Total |  |  |  |  | 3.0912
|  | Plant & Subcontract Total |  |  |  |  | 153.2071
|  | Direct Resource Cost |  |  |  |  | 235.8192
|  | Transport / Carriage | 5% of materials |  |  |  | 3.976 | Adjust for haul distance
|  | Small Tools, Water & Sundries | 2.5% of labour + plant |  |  |  | 3.9075 | Traditional allowance
|  | PRIME COST |  |  |  |  | 243.7027
|  | Contractor Overheads | 10% |  |  |  | 24.3703 | Editable allowance
|  | Contractor Profit | 10% |  |  |  | 26.8073 | Editable allowance
|  | RATE PER BOQ UNIT | m |  |  |  | 294.8802 | Excluding VAT
Note | Quantities are standard estimating constants and must be adjusted for specification, method, location and supplier quotations.
DETAILED RATE ANALYSIS — EAST AFRICAN QS FORMAT
Module / Ref | MODULE 1 | 6.1 | [5 empty] | MODULE 1¦6.1
BOQ Item | Provide enlarged pile bases or heads
Unit | nr | Pricing basis | Nairobi, Kenya — Sep 2026 | Currency | USD | VAT | Excluded
No. | Code | Resource Description | Category | Qty / BOQ Unit | Resource Unit | Rate (USD) | Amount (USD) | Remarks
1 | MAT-008 | Ready-mix concrete, C32/40 | Material | 0.25 | m³ | 129.83 | 32.4575 | East African productivity / consumption constant
2 | MAT-009 | Reinforcement steel bar (rebar) | Material | 0.04 | tonne | 1176.5842 | 47.0634 | East African productivity / consumption constant
3 | LAB-006 | Steel fixer | Labour | 1.5 | hr | 1.5456 | 2.3184 | East African productivity / consumption constant
4 | LAB-002 | General labourer | Labour | 1 | hr | 0.7728 | 0.7728 | East African productivity / consumption constant
5 | PLT-005 | Excavator, tracked 13t | Plant & Tools | 0.05 | day | 282.0711 | 14.1036 | East African productivity / consumption constant
6 | SUB-002 | Piling package | Subcontractor | 0.25 | m | 139.1036 | 34.7759 | Verify supplier/subcontract quotation
|  | Materials Total |  |  |  |  | 79.5209
|  | Labour Total |  |  |  |  | 3.0912
|  | Plant & Subcontract Total |  |  |  |  | 48.8794
|  | Direct Resource Cost |  |  |  |  | 131.4915
|  | Transport / Carriage | 5% of materials |  |  |  | 3.976 | Adjust for haul distance
|  | Small Tools, Water & Sundries | 2.5% of labour + plant |  |  |  | 1.2993 | Traditional allowance
|  | PRIME COST |  |  |  |  | 136.7668
|  | Contractor Overheads | 10% |  |  |  | 13.6767 | Editable allowance
|  | Contractor Profit | 10% |  |  |  | 15.0443 | Editable allowance
|  | RATE PER BOQ UNIT | nr |  |  |  | 165.4878 | Excluding VAT
Note | Quantities are standard estimating constants and must be adjusted for specification, method, location and supplier quotations.
DETAILED RATE ANALYSIS — EAST AFRICAN QS FORMAT
Module / Ref | MODULE 1 | 6.11 | [5 empty] | MODULE 1¦6.11
BOQ Item | Provide pile extensions above original cut-off or commencing level
Unit | m³ | Pricing basis | Nairobi, Kenya — Sep 2026 | Currency | USD | VAT | Excluded
No. | Code | Resource Description | Category | Qty / BOQ Unit | Resource Unit | Rate (USD) | Amount (USD) | Remarks
1 | MAT-008 | Ready-mix concrete, C32/40 | Material | 0.25 | m³ | 129.83 | 32.4575 | East African productivity / consumption constant
2 | MAT-009 | Reinforcement steel bar (rebar) | Material | 0.04 | tonne | 1176.5842 | 47.0634 | East African productivity / consumption constant
3 | LAB-006 | Steel fixer | Labour | 1.5 | hr | 1.5456 | 2.3184 | East African productivity / consumption constant
4 | LAB-002 | General labourer | Labour | 1 | hr | 0.7728 | 0.7728 | East African productivity / consumption constant
5 | PLT-005 | Excavator, tracked 13t | Plant & Tools | 0.05 | day | 282.0711 | 14.1036 | East African productivity / consumption constant
6 | SUB-002 | Piling package | Subcontractor | 0.25 | m | 139.1036 | 34.7759 | Verify supplier/subcontract quotation
|  | Materials Total |  |  |  |  | 79.5209
|  | Labour Total |  |  |  |  | 3.0912
|  | Plant & Subcontract Total |  |  |  |  | 48.8794
|  | Direct Resource Cost |  |  |  |  | 131.4915
|  | Transport / Carriage | 5% of materials |  |  |  | 3.976 | Adjust for haul distance
|  | Small Tools, Water & Sundries | 2.5% of labour + plant |  |  |  | 1.2993 | Traditional allowance
|  | PRIME COST |  |  |  |  | 136.7668
|  | Contractor Overheads | 10% |  |  |  | 13.6767 | Editable allowance
|  | Contractor Profit | 10% |  |  |  | 15.0443 | Editable allowance
|  | RATE PER BOQ UNIT | m³ |  |  |  | 165.4878 | Excluding VAT
Note | Quantities are standard estimating constants and must be adjusted for specification, method, location and supplier quotations.
DETAILED RATE ANALYSIS — EAST AFRICAN QS FORMAT
Module / Ref | MODULE 1 | 6.12 | [5 empty] | MODULE 1¦6.12
BOQ Item | Break through obstructions encountered above the pile founding stratum
Unit | hr | Pricing basis | Nairobi, Kenya — Sep 2026 | Currency | USD | VAT | Excluded
No. | Code | Resource Description | Category | Qty / BOQ Unit | Resource Unit | Rate (USD) | Amount (USD) | Remarks
1 | MAT-008 | Ready-mix concrete, C32/40 | Material | 0.25 | m³ | 129.83 | 32.4575 | East African productivity / consumption constant
2 | MAT-009 | Reinforcement steel bar (rebar) | Material | 0.04 | tonne | 1176.5842 | 47.0634 | East African productivity / consumption constant
3 | LAB-006 | Steel fixer | Labour | 1.5 | hr | 1.5456 | 2.3184 | East African productivity / consumption constant
4 | LAB-002 | General labourer | Labour | 1 | hr | 0.7728 | 0.7728 | East African productivity / consumption constant
5 | PLT-005 | Excavator, tracked 13t | Plant & Tools | 0.05 | day | 282.0711 | 14.1036 | East African productivity / consumption constant
6 | SUB-002 | Piling package | Subcontractor | 0.25 | m | 139.1036 | 34.7759 | Verify supplier/subcontract quotation
|  | Materials Total |  |  |  |  | 79.5209
|  | Labour Total |  |  |  |  | 3.0912
|  | Plant & Subcontract Total |  |  |  |  | 48.8794
|  | Direct Resource Cost |  |  |  |  | 131.4915
|  | Transport / Carriage | 5% of materials |  |  |  | 3.976 | Adjust for haul distance
|  | Small Tools, Water & Sundries | 2.5% of labour + plant |  |  |  | 1.2993 | Traditional allowance
|  | PRIME COST |  |  |  |  | 136.7668
|  | Contractor Overheads | 10% |  |  |  | 13.6767 | Editable allowance
|  | Contractor Profit | 10% |  |  |  | 15.0443 | Editable allowance
|  | RATE PER BOQ UNIT | hr |  |  |  | 165.4878 | Excluding VAT
Note | Quantities are standard estimating constants and must be adjusted for specification, method, location and supplier quotations.
DETAILED RATE ANALYSIS — EAST AFRICAN QS FORMAT
Module / Ref | MODULE 1 | 6.13 | [5 empty] | MODULE 1¦6.13
BOQ Item | Remove and dispose of spoil generated by bored or CFA piling
Unit | m³ | Pricing basis | Nairobi, Kenya — Sep 2026 | Currency | USD | VAT | Excluded
No. | Code | Resource Description | Category | Qty / BOQ Unit | Resource Unit | Rate (USD) | Amount (USD) | Remarks
1 | MAT-029 | Hardcore / murram fill | Material | 0 | m³ | 18.3617 | 0 | East African productivity / consumption constant
2 | LAB-002 | General labourer | Labour | 0.3 | hr | 0.7728 | 0.23184 | East African productivity / consumption constant
3 | LAB-014 | Site foreman / ganger | Labour | 0.03 | hr | 2.7048 | 0.081144 | East African productivity / consumption constant
4 | PLT-006 | Dumper, 3t | Plant & Tools | 0.08 | day | 142.9675 | 11.4374 | East African productivity / consumption constant
5 | PLT-005 | Excavator, tracked 13t | Plant & Tools | 0.01 | day | 282.0711 | 2.8207 | East African productivity / consumption constant
6 | SUB-001 | Testing / commissioning allowance | Subcontractor | 0 | item | 193.1994 | 0 | Verify supplier/subcontract quotation
|  | Materials Total |  |  |  |  | 0
|  | Labour Total |  |  |  |  | 0.31298
|  | Plant & Subcontract Total |  |  |  |  | 14.2581
|  | Direct Resource Cost |  |  |  |  | 14.5711
|  | Transport / Carriage | 5% of materials |  |  |  | 0 | Adjust for haul distance
|  | Small Tools, Water & Sundries | 2.5% of labour + plant |  |  |  | 0.36428 | Traditional allowance
|  | PRIME COST |  |  |  |  | 14.9354
|  | Contractor Overheads | 10% |  |  |  | 1.4935 | Editable allowance
|  | Contractor Profit | 10% |  |  |  | 1.6429 | Editable allowance
|  | RATE PER BOQ UNIT | m³ |  |  |  | 18.0718 | Excluding VAT
Note | Quantities are standard estimating constants and must be adjusted for specification, method, location and supplier quotations.
DETAILED RATE ANALYSIS — EAST AFRICAN QS FORMAT
Module / Ref | MODULE 1 | 6.14 | [5 empty] | MODULE 1¦6.14
BOQ Item | Carry out pile integrity testing by the specified method
Unit | nr | Pricing basis | Nairobi, Kenya — Sep 2026 | Currency | USD | VAT | Excluded
No. | Code | Resource Description | Category | Qty / BOQ Unit | Resource Unit | Rate (USD) | Amount (USD) | Remarks
1 | MAT-008 | Ready-mix concrete, C32/40 | Material | 0.25 | m³ | 129.83 | 32.4575 | East African productivity / consumption constant
2 | MAT-009 | Reinforcement steel bar (rebar) | Material | 0.04 | tonne | 1176.5842 | 47.0634 | East African productivity / consumption constant
3 | LAB-006 | Steel fixer | Labour | 1.5 | hr | 1.5456 | 2.3184 | East African productivity / consumption constant
4 | LAB-002 | General labourer | Labour | 1 | hr | 0.7728 | 0.7728 | East African productivity / consumption constant
5 | PLT-005 | Excavator, tracked 13t | Plant & Tools | 0.05 | day | 282.0711 | 14.1036 | East African productivity / consumption constant
6 | SUB-002 | Piling package | Subcontractor | 0.25 | m | 139.1036 | 34.7759 | Verify supplier/subcontract quotation
|  | Materials Total |  |  |  |  | 79.5209
|  | Labour Total |  |  |  |  | 3.0912
|  | Plant & Subcontract Total |  |  |  |  | 48.8794
|  | Direct Resource Cost |  |  |  |  | 131.4915
|  | Transport / Carriage | 5% of materials |  |  |  | 3.976 | Adjust for haul distance
|  | Small Tools, Water & Sundries | 2.5% of labour + plant |  |  |  | 1.2993 | Traditional allowance
|  | PRIME COST |  |  |  |  | 136.7668
|  | Contractor Overheads | 10% |  |  |  | 13.6767 | Editable allowance
|  | Contractor Profit | 10% |  |  |  | 15.0443 | Editable allowance
|  | RATE PER BOQ UNIT | nr |  |  |  | 165.4878 | Excluding VAT
Note | Quantities are standard estimating constants and must be adjusted for specification, method, location and supplier quotations.
DETAILED RATE ANALYSIS — EAST AFRICAN QS FORMAT
Module / Ref | MODULE 1 | 6.15 | [5 empty] | MODULE 1¦6.15
BOQ Item | Carry out static pile-load testing
Unit | nr | Pricing basis | Nairobi, Kenya — Sep 2026 | Currency | USD | VAT | Excluded
No. | Code | Resource Description | Category | Qty / BOQ Unit | Resource Unit | Rate (USD) | Amount (USD) | Remarks
1 | MAT-113 | Survey monitoring instrument/target | Material | 2 | nr | 119.3972 | 238.7944 | Specific East African resource constant
2 | MAT-002 | Ancillary fittings, supports, fixings and connection materials | Material | 0.1 | item | 40.5719 | 4.0572 | Specific East African resource constant
3 | LAB-015 | Site engineer / surveyor | Labour | 8 | hr | 3.864 | 30.9119 | Specific East African resource constant
4 | LAB-002 | General labourer | Labour | 4 | hr | 0.7728 | 3.0912 | Specific East African resource constant
5 | PLT-018 | Electrical/ICT test instruments | Plant & Tools | 0.5 | day | 38.6399 | 19.3199 | Specific East African resource constant
6 | SUB-009 | Testing & commissioning | Subcontractor | 0.2 | item | 579.5981 | 115.9196 | Verify local quotation / authority charge
|  | Materials Total |  |  |  |  | 242.8516
|  | Labour Total |  |  |  |  | 34.0031
|  | Plant & Subcontract Total |  |  |  |  | 135.2396
|  | Direct Resource Cost |  |  |  |  | 412.0943
|  | Transport / Carriage | 5% of materials |  |  |  | 12.1426 | Adjust for haul distance
|  | Small Tools, Water & Sundries | 2.5% of labour + plant |  |  |  | 4.2311 | Traditional allowance
|  | PRIME COST |  |  |  |  | 428.4679
|  | Contractor Overheads | 10% |  |  |  | 42.8468 | Editable allowance
|  | Contractor Profit | 10% |  |  |  | 47.1315 | Editable allowance
|  | RATE PER BOQ UNIT | nr |  |  |  | 518.4462 | Excluding VAT
Note | Quantities are standard estimating constants and must be adjusted for specification, method, location and supplier quotations.
DETAILED RATE ANALYSIS — EAST AFRICAN QS FORMAT
Module / Ref | MODULE 1 | 6.16 | [5 empty] | MODULE 1¦6.16
BOQ Item | Carry out dynamic pile-load testing
Unit | nr | Pricing basis | Nairobi, Kenya — Sep 2026 | Currency | USD | VAT | Excluded
No. | Code | Resource Description | Category | Qty / BOQ Unit | Resource Unit | Rate (USD) | Amount (USD) | Remarks
1 | MAT-113 | Survey monitoring instrument/target | Material | 2 | nr | 119.3972 | 238.7944 | Specific East African resource constant
2 | MAT-002 | Ancillary fittings, supports, fixings and connection materials | Material | 0.1 | item | 40.5719 | 4.0572 | Specific East African resource constant
3 | LAB-015 | Site engineer / surveyor | Labour | 8 | hr | 3.864 | 30.9119 | Specific East African resource constant
4 | LAB-002 | General labourer | Labour | 4 | hr | 0.7728 | 3.0912 | Specific East African resource constant
5 | PLT-018 | Electrical/ICT test instruments | Plant & Tools | 0.5 | day | 38.6399 | 19.3199 | Specific East African resource constant
6 | SUB-009 | Testing & commissioning | Subcontractor | 0.2 | item | 579.5981 | 115.9196 | Verify local quotation / authority charge
|  | Materials Total |  |  |  |  | 242.8516
|  | Labour Total |  |  |  |  | 34.0031
|  | Plant & Subcontract Total |  |  |  |  | 135.2396
|  | Direct Resource Cost |  |  |  |  | 412.0943
|  | Transport / Carriage | 5% of materials |  |  |  | 12.1426 | Adjust for haul distance
|  | Small Tools, Water & Sundries | 2.5% of labour + plant |  |  |  | 4.2311 | Traditional allowance
|  | PRIME COST |  |  |  |  | 428.4679
|  | Contractor Overheads | 10% |  |  |  | 42.8468 | Editable allowance
|  | Contractor Profit | 10% |  |  |  | 47.1315 | Editable allowance
|  | RATE PER BOQ UNIT | nr |  |  |  | 518.4462 | Excluding VAT
Note | Quantities are standard estimating constants and must be adjusted for specification, method, location and supplier quotations.
DETAILED RATE ANALYSIS — EAST AFRICAN QS FORMAT
Module / Ref | MODULE 1 | 6.17 | [5 empty] | MODULE 1¦6.17
BOQ Item | Provide preliminary or sacrificial test pile complete with testing
Unit | nr | Pricing basis | Nairobi, Kenya — Sep 2026 | Currency | USD | VAT | Excluded
No. | Code | Resource Description | Category | Qty / BOQ Unit | Resource Unit | Rate (USD) | Amount (USD) | Remarks
1 | MAT-008 | Ready-mix concrete, C32/40 | Material | 0.25 | m³ | 129.83 | 32.4575 | East African productivity / consumption constant
2 | MAT-009 | Reinforcement steel bar (rebar) | Material | 0.04 | tonne | 1176.5842 | 47.0634 | East African productivity / consumption constant
3 | LAB-006 | Steel fixer | Labour | 1.5 | hr | 1.5456 | 2.3184 | East African productivity / consumption constant
4 | LAB-002 | General labourer | Labour | 1 | hr | 0.7728 | 0.7728 | East African productivity / consumption constant
5 | PLT-005 | Excavator, tracked 13t | Plant & Tools | 0.05 | day | 282.0711 | 14.1036 | East African productivity / consumption constant
6 | SUB-002 | Piling package | Subcontractor | 0.25 | m | 139.1036 | 34.7759 | Verify supplier/subcontract quotation
|  | Materials Total |  |  |  |  | 79.5209
|  | Labour Total |  |  |  |  | 3.0912
|  | Plant & Subcontract Total |  |  |  |  | 48.8794
|  | Direct Resource Cost |  |  |  |  | 131.4915
|  | Transport / Carriage | 5% of materials |  |  |  | 3.976 | Adjust for haul distance
|  | Small Tools, Water & Sundries | 2.5% of labour + plant |  |  |  | 1.2993 | Traditional allowance
|  | PRIME COST |  |  |  |  | 136.7668
|  | Contractor Overheads | 10% |  |  |  | 13.6767 | Editable allowance
|  | Contractor Profit | 10% |  |  |  | 15.0443 | Editable allowance
|  | RATE PER BOQ UNIT | nr |  |  |  | 165.4878 | Excluding VAT
Note | Quantities are standard estimating constants and must be adjusted for specification, method, location and supplier quotations.
DETAILED RATE ANALYSIS — EAST AFRICAN QS FORMAT
Module / Ref | MODULE 1 | 6.18 | [5 empty] | MODULE 1¦6.18
BOQ Item | Trim and prepare completed pile heads to cut-off level
Unit | nr | Pricing basis | Nairobi, Kenya — Sep 2026 | Currency | USD | VAT | Excluded
No. | Code | Resource Description | Category | Qty / BOQ Unit | Resource Unit | Rate (USD) | Amount (USD) | Remarks
1 | MAT-008 | Ready-mix concrete, C32/40 | Material | 0.25 | m³ | 129.83 | 32.4575 | East African productivity / consumption constant
2 | MAT-009 | Reinforcement steel bar (rebar) | Material | 0.04 | tonne | 1176.5842 | 47.0634 | East African productivity / consumption constant
3 | LAB-006 | Steel fixer | Labour | 1.5 | hr | 1.5456 | 2.3184 | East African productivity / consumption constant
4 | LAB-002 | General labourer | Labour | 1 | hr | 0.7728 | 0.7728 | East African productivity / consumption constant
5 | PLT-005 | Excavator, tracked 13t | Plant & Tools | 0.05 | day | 282.0711 | 14.1036 | East African productivity / consumption constant
6 | SUB-002 | Piling package | Subcontractor | 0.25 | m | 139.1036 | 34.7759 | Verify supplier/subcontract quotation
|  | Materials Total |  |  |  |  | 79.5209
|  | Labour Total |  |  |  |  | 3.0912
|  | Plant & Subcontract Total |  |  |  |  | 48.8794
|  | Direct Resource Cost |  |  |  |  | 131.4915
|  | Transport / Carriage | 5% of materials |  |  |  | 3.976 | Adjust for haul distance
|  | Small Tools, Water & Sundries | 2.5% of labour + plant |  |  |  | 1.2993 | Traditional allowance
|  | PRIME COST |  |  |  |  | 136.7668
|  | Contractor Overheads | 10% |  |  |  | 13.6767 | Editable allowance
|  | Contractor Profit | 10% |  |  |  | 15.0443 | Editable allowance
|  | RATE PER BOQ UNIT | nr |  |  |  | 165.4878 | Excluding VAT
Note | Quantities are standard estimating constants and must be adjusted for specification, method, location and supplier quotations.
DETAILED RATE ANALYSIS — EAST AFRICAN QS FORMAT
Module / Ref | MODULE 1 | 7.01 | [5 empty] | MODULE 1¦7.01
BOQ Item | Clear site of vegetation, scrub and other growth within the defined work area
Unit | m² | Pricing basis | Nairobi, Kenya — Sep 2026 | Currency | USD | VAT | Excluded
No. | Code | Resource Description | Category | Qty / BOQ Unit | Resource Unit | Rate (USD) | Amount (USD) | Remarks
1 | MAT-002 | Ancillary fittings, supports, fixings and connection materials | Material | 0.12 | item | 40.5719 | 4.8686 | East African productivity / consumption constant
2 | MAT-001 | Specified item / equipment (compliance / BIM item) | Material | 0.02 | item | 405.7187 | 8.1144 | Verify supplier/subcontract quotation
3 | LAB-003 | Skilled labourer | Labour | 0.5 | hr | 1.1592 | 0.5796 | East African productivity / consumption constant
4 | LAB-002 | General labourer | Labour | 0.25 | hr | 0.7728 | 0.1932 | East African productivity / consumption constant
5 | PLT-016 | Small tools & consumables (allowance) | Plant & Tools | 0.08 | hr | 0.5796 | 0.046368 | East African productivity / consumption constant
6 | SUB-001 | Testing / commissioning allowance | Subcontractor | 0 | item | 193.1994 | 0 | Verify supplier/subcontract quotation
|  | Materials Total |  |  |  |  | 12.983
|  | Labour Total |  |  |  |  | 0.7728
|  | Plant & Subcontract Total |  |  |  |  | 0.046368
|  | Direct Resource Cost |  |  |  |  | 13.8022
|  | Transport / Carriage | 5% of materials |  |  |  | 0.64915 | Adjust for haul distance
|  | Small Tools, Water & Sundries | 2.5% of labour + plant |  |  |  | 0.020479 | Traditional allowance
|  | PRIME COST |  |  |  |  | 14.4718
|  | Contractor Overheads | 10% |  |  |  | 1.4472 | Editable allowance
|  | Contractor Profit | 10% |  |  |  | 1.5919 | Editable allowance
|  | RATE PER BOQ UNIT | m² |  |  |  | 17.5109 | Excluding VAT
Note | Quantities are standard estimating constants and must be adjusted for specification, method, location and supplier quotations.
DETAILED RATE ANALYSIS — EAST AFRICAN QS FORMAT
Module / Ref | MODULE 1 | 7.02 | [5 empty] | MODULE 1¦7.02
BOQ Item | Strip topsoil to stated average depth and stockpile or dispose as specified
Unit | m³ | Pricing basis | Nairobi, Kenya — Sep 2026 | Currency | USD | VAT | Excluded
No. | Code | Resource Description | Category | Qty / BOQ Unit | Resource Unit | Rate (USD) | Amount (USD) | Remarks
1 | MAT-029 | Hardcore / murram fill | Material | 0 | m³ | 18.3617 | 0 | East African productivity / consumption constant
2 | LAB-002 | General labourer | Labour | 0.3 | hr | 0.7728 | 0.23184 | East African productivity / consumption constant
3 | LAB-014 | Site foreman / ganger | Labour | 0.03 | hr | 2.7048 | 0.081144 | East African productivity / consumption constant
4 | PLT-006 | Dumper, 3t | Plant & Tools | 0.08 | day | 142.9675 | 11.4374 | East African productivity / consumption constant
5 | PLT-005 | Excavator, tracked 13t | Plant & Tools | 0.01 | day | 282.0711 | 2.8207 | East African productivity / consumption constant
6 | SUB-001 | Testing / commissioning allowance | Subcontractor | 0 | item | 193.1994 | 0 | Verify supplier/subcontract quotation
|  | Materials Total |  |  |  |  | 0
|  | Labour Total |  |  |  |  | 0.31298
|  | Plant & Subcontract Total |  |  |  |  | 14.2581
|  | Direct Resource Cost |  |  |  |  | 14.5711
|  | Transport / Carriage | 5% of materials |  |  |  | 0 | Adjust for haul distance
|  | Small Tools, Water & Sundries | 2.5% of labour + plant |  |  |  | 0.36428 | Traditional allowance
|  | PRIME COST |  |  |  |  | 14.9354
|  | Contractor Overheads | 10% |  |  |  | 1.4935 | Editable allowance
|  | Contractor Profit | 10% |  |  |  | 1.6429 | Editable allowance
|  | RATE PER BOQ UNIT | m³ |  |  |  | 18.0718 | Excluding VAT
Note | Quantities are standard estimating constants and must be adjusted for specification, method, location and supplier quotations.
DETAILED RATE ANALYSIS — EAST AFRICAN QS FORMAT
Module / Ref | MODULE 1 | 7.03 | [5 empty] | MODULE 1¦7.03
BOQ Item | Excavate to reduce existing ground to proposed formation level
Unit | m³ | Pricing basis | Nairobi, Kenya — Sep 2026 | Currency | USD | VAT | Excluded
No. | Code | Resource Description | Category | Qty / BOQ Unit | Resource Unit | Rate (USD) | Amount (USD) | Remarks
1 | MAT-029 | Hardcore / murram fill | Material | 0 | m³ | 18.3617 | 0 | East African productivity / consumption constant
2 | LAB-002 | General labourer | Labour | 0.5 | hr | 0.7728 | 0.3864 | East African productivity / consumption constant
3 | LAB-014 | Site foreman / ganger | Labour | 0.05 | hr | 2.7048 | 0.13524 | East African productivity / consumption constant
4 | PLT-005 | Excavator, tracked 13t | Plant & Tools | 0.025 | day | 282.0711 | 7.0518 | East African productivity / consumption constant
5 | PLT-006 | Dumper, 3t | Plant & Tools | 0.01 | day | 142.9675 | 1.4297 | East African productivity / consumption constant
6 | SUB-001 | Testing / commissioning allowance | Subcontractor | 0 | item | 193.1994 | 0 | Verify supplier/subcontract quotation
|  | Materials Total |  |  |  |  | 0
|  | Labour Total |  |  |  |  | 0.52164
|  | Plant & Subcontract Total |  |  |  |  | 8.4815
|  | Direct Resource Cost |  |  |  |  | 9.0031
|  | Transport / Carriage | 5% of materials |  |  |  | 0 | Adjust for haul distance
|  | Small Tools, Water & Sundries | 2.5% of labour + plant |  |  |  | 0.22508 | Traditional allowance
|  | PRIME COST |  |  |  |  | 9.2282
|  | Contractor Overheads | 10% |  |  |  | 0.92282 | Editable allowance
|  | Contractor Profit | 10% |  |  |  | 1.0151 | Editable allowance
|  | RATE PER BOQ UNIT | m³ |  |  |  | 11.1661 | Excluding VAT
Note | Quantities are standard estimating constants and must be adjusted for specification, method, location and supplier quotations.
DETAILED RATE ANALYSIS — EAST AFRICAN QS FORMAT
Module / Ref | MODULE 1 | 7.04 | [5 empty] | MODULE 1¦7.04
BOQ Item | Excavate for strip footings, pad foundations, pile caps and other foundations
Unit | m³ | Pricing basis | Nairobi, Kenya — Sep 2026 | Currency | USD | VAT | Excluded
No. | Code | Resource Description | Category | Qty / BOQ Unit | Resource Unit | Rate (USD) | Amount (USD) | Remarks
1 | MAT-029 | Hardcore / murram fill | Material | 0 | m³ | 18.3617 | 0 | East African productivity / consumption constant
2 | LAB-002 | General labourer | Labour | 0.5 | hr | 0.7728 | 0.3864 | East African productivity / consumption constant
3 | LAB-014 | Site foreman / ganger | Labour | 0.05 | hr | 2.7048 | 0.13524 | East African productivity / consumption constant
4 | PLT-005 | Excavator, tracked 13t | Plant & Tools | 0.025 | day | 282.0711 | 7.0518 | East African productivity / consumption constant
5 | PLT-006 | Dumper, 3t | Plant & Tools | 0.01 | day | 142.9675 | 1.4297 | East African productivity / consumption constant
6 | SUB-001 | Testing / commissioning allowance | Subcontractor | 0 | item | 193.1994 | 0 | Verify supplier/subcontract quotation
|  | Materials Total |  |  |  |  | 0
|  | Labour Total |  |  |  |  | 0.52164
|  | Plant & Subcontract Total |  |  |  |  | 8.4815
|  | Direct Resource Cost |  |  |  |  | 9.0031
|  | Transport / Carriage | 5% of materials |  |  |  | 0 | Adjust for haul distance
|  | Small Tools, Water & Sundries | 2.5% of labour + plant |  |  |  | 0.22508 | Traditional allowance
|  | PRIME COST |  |  |  |  | 9.2282
|  | Contractor Overheads | 10% |  |  |  | 0.92282 | Editable allowance
|  | Contractor Profit | 10% |  |  |  | 1.0151 | Editable allowance
|  | RATE PER BOQ UNIT | m³ |  |  |  | 11.1661 | Excluding VAT
Note | Quantities are standard estimating constants and must be adjusted for specification, method, location and supplier quotations.
DETAILED RATE ANALYSIS — EAST AFRICAN QS FORMAT
Module / Ref | MODULE 1 | 7.05 | [5 empty] | MODULE 1¦7.05
BOQ Item | Excavate trenches or pits for services and associated structures where included in structural scope
Unit | m³ | Pricing basis | Nairobi, Kenya — Sep 2026 | Currency | USD | VAT | Excluded
No. | Code | Resource Description | Category | Qty / BOQ Unit | Resource Unit | Rate (USD) | Amount (USD) | Remarks
1 | MAT-029 | Hardcore / murram fill | Material | 0 | m³ | 18.3617 | 0 | East African productivity / consumption constant
2 | LAB-002 | General labourer | Labour | 0.5 | hr | 0.7728 | 0.3864 | East African productivity / consumption constant
3 | LAB-014 | Site foreman / ganger | Labour | 0.05 | hr | 2.7048 | 0.13524 | East African productivity / consumption constant
4 | PLT-005 | Excavator, tracked 13t | Plant & Tools | 0.025 | day | 282.0711 | 7.0518 | East African productivity / consumption constant
5 | PLT-006 | Dumper, 3t | Plant & Tools | 0.01 | day | 142.9675 | 1.4297 | East African productivity / consumption constant
6 | SUB-001 | Testing / commissioning allowance | Subcontractor | 0 | item | 193.1994 | 0 | Verify supplier/subcontract quotation
|  | Materials Total |  |  |  |  | 0
|  | Labour Total |  |  |  |  | 0.52164
|  | Plant & Subcontract Total |  |  |  |  | 8.4815
|  | Direct Resource Cost |  |  |  |  | 9.0031
|  | Transport / Carriage | 5% of materials |  |  |  | 0 | Adjust for haul distance
|  | Small Tools, Water & Sundries | 2.5% of labour + plant |  |  |  | 0.22508 | Traditional allowance
|  | PRIME COST |  |  |  |  | 9.2282
|  | Contractor Overheads | 10% |  |  |  | 0.92282 | Editable allowance
|  | Contractor Profit | 10% |  |  |  | 1.0151 | Editable allowance
|  | RATE PER BOQ UNIT | m³ |  |  |  | 11.1661 | Excluding VAT
Note | Quantities are standard estimating constants and must be adjusted for specification, method, location and supplier quotations.
DETAILED RATE ANALYSIS — EAST AFRICAN QS FORMAT
Module / Ref | MODULE 1 | 7.06 | [5 empty] | MODULE 1¦7.06
BOQ Item | Extra over excavation for rock requiring breakers, specialist plant or explosives
Unit | m³ | Pricing basis | Nairobi, Kenya — Sep 2026 | Currency | USD | VAT | Excluded
No. | Code | Resource Description | Category | Qty / BOQ Unit | Resource Unit | Rate (USD) | Amount (USD) | Remarks
1 | MAT-029 | Hardcore / murram fill | Material | 0 | m³ | 18.3617 | 0 | East African productivity / consumption constant
2 | LAB-002 | General labourer | Labour | 0.5 | hr | 0.7728 | 0.3864 | East African productivity / consumption constant
3 | LAB-014 | Site foreman / ganger | Labour | 0.05 | hr | 2.7048 | 0.13524 | East African productivity / consumption constant
4 | PLT-005 | Excavator, tracked 13t | Plant & Tools | 0.025 | day | 282.0711 | 7.0518 | East African productivity / consumption constant
5 | PLT-006 | Dumper, 3t | Plant & Tools | 0.01 | day | 142.9675 | 1.4297 | East African productivity / consumption constant
6 | SUB-001 | Testing / commissioning allowance | Subcontractor | 0 | item | 193.1994 | 0 | Verify supplier/subcontract quotation
|  | Materials Total |  |  |  |  | 0
|  | Labour Total |  |  |  |  | 0.52164
|  | Plant & Subcontract Total |  |  |  |  | 8.4815
|  | Direct Resource Cost |  |  |  |  | 9.0031
|  | Transport / Carriage | 5% of materials |  |  |  | 0 | Adjust for haul distance
|  | Small Tools, Water & Sundries | 2.5% of labour + plant |  |  |  | 0.22508 | Traditional allowance
|  | PRIME COST |  |  |  |  | 9.2282
|  | Contractor Overheads | 10% |  |  |  | 0.92282 | Editable allowance
|  | Contractor Profit | 10% |  |  |  | 1.0151 | Editable allowance
|  | RATE PER BOQ UNIT | m³ |  |  |  | 11.1661 | Excluding VAT
Note | Quantities are standard estimating constants and must be adjusted for specification, method, location and supplier quotations.
DETAILED RATE ANALYSIS — EAST AFRICAN QS FORMAT
Module / Ref | MODULE 1 | 7.07 | [5 empty] | MODULE 1¦7.07
BOQ Item | Extra over excavation in hazardous or contaminated material
Unit | m³ | Pricing basis | Nairobi, Kenya — Sep 2026 | Currency | USD | VAT | Excluded
No. | Code | Resource Description | Category | Qty / BOQ Unit | Resource Unit | Rate (USD) | Amount (USD) | Remarks
1 | MAT-029 | Hardcore / murram fill | Material | 0 | m³ | 18.3617 | 0 | East African productivity / consumption constant
2 | LAB-002 | General labourer | Labour | 0.5 | hr | 0.7728 | 0.3864 | East African productivity / consumption constant
3 | LAB-014 | Site foreman / ganger | Labour | 0.05 | hr | 2.7048 | 0.13524 | East African productivity / consumption constant
4 | PLT-005 | Excavator, tracked 13t | Plant & Tools | 0.025 | day | 282.0711 | 7.0518 | East African productivity / consumption constant
5 | PLT-006 | Dumper, 3t | Plant & Tools | 0.01 | day | 142.9675 | 1.4297 | East African productivity / consumption constant
6 | SUB-001 | Testing / commissioning allowance | Subcontractor | 0 | item | 193.1994 | 0 | Verify supplier/subcontract quotation
|  | Materials Total |  |  |  |  | 0
|  | Labour Total |  |  |  |  | 0.52164
|  | Plant & Subcontract Total |  |  |  |  | 8.4815
|  | Direct Resource Cost |  |  |  |  | 9.0031
|  | Transport / Carriage | 5% of materials |  |  |  | 0 | Adjust for haul distance
|  | Small Tools, Water & Sundries | 2.5% of labour + plant |  |  |  | 0.22508 | Traditional allowance
|  | PRIME COST |  |  |  |  | 9.2282
|  | Contractor Overheads | 10% |  |  |  | 0.92282 | Editable allowance
|  | Contractor Profit | 10% |  |  |  | 1.0151 | Editable allowance
|  | RATE PER BOQ UNIT | m³ |  |  |  | 11.1661 | Excluding VAT
Note | Quantities are standard estimating constants and must be adjusted for specification, method, location and supplier quotations.
DETAILED RATE ANALYSIS — EAST AFRICAN QS FORMAT
Module / Ref | MODULE 1 | 7.08 | [5 empty] | MODULE 1¦7.08
BOQ Item | Extra over excavation below established groundwater level
Unit | m³ | Pricing basis | Nairobi, Kenya — Sep 2026 | Currency | USD | VAT | Excluded
No. | Code | Resource Description | Category | Qty / BOQ Unit | Resource Unit | Rate (USD) | Amount (USD) | Remarks
1 | MAT-029 | Hardcore / murram fill | Material | 0 | m³ | 18.3617 | 0 | East African productivity / consumption constant
2 | LAB-002 | General labourer | Labour | 0.5 | hr | 0.7728 | 0.3864 | East African productivity / consumption constant
3 | LAB-014 | Site foreman / ganger | Labour | 0.05 | hr | 2.7048 | 0.13524 | East African productivity / consumption constant
4 | PLT-005 | Excavator, tracked 13t | Plant & Tools | 0.025 | day | 282.0711 | 7.0518 | East African productivity / consumption constant
5 | PLT-006 | Dumper, 3t | Plant & Tools | 0.01 | day | 142.9675 | 1.4297 | East African productivity / consumption constant
6 | SUB-001 | Testing / commissioning allowance | Subcontractor | 0 | item | 193.1994 | 0 | Verify supplier/subcontract quotation
|  | Materials Total |  |  |  |  | 0
|  | Labour Total |  |  |  |  | 0.52164
|  | Plant & Subcontract Total |  |  |  |  | 8.4815
|  | Direct Resource Cost |  |  |  |  | 9.0031
|  | Transport / Carriage | 5% of materials |  |  |  | 0 | Adjust for haul distance
|  | Small Tools, Water & Sundries | 2.5% of labour + plant |  |  |  | 0.22508 | Traditional allowance
|  | PRIME COST |  |  |  |  | 9.2282
|  | Contractor Overheads | 10% |  |  |  | 0.92282 | Editable allowance
|  | Contractor Profit | 10% |  |  |  | 1.0151 | Editable allowance
|  | RATE PER BOQ UNIT | m³ |  |  |  | 11.1661 | Excluding VAT
Note | Quantities are standard estimating constants and must be adjusted for specification, method, location and supplier quotations.
DETAILED RATE ANALYSIS — EAST AFRICAN QS FORMAT
Module / Ref | MODULE 1 | 7.09 | [5 empty] | MODULE 1¦7.09
BOQ Item | Provide support to faces of excavation where specifically required
Unit | m² | Pricing basis | Nairobi, Kenya — Sep 2026 | Currency | USD | VAT | Excluded
No. | Code | Resource Description | Category | Qty / BOQ Unit | Resource Unit | Rate (USD) | Amount (USD) | Remarks
1 | MAT-002 | Ancillary fittings, supports, fixings and connection materials | Material | 0.12 | item | 40.5719 | 4.8686 | East African productivity / consumption constant
2 | MAT-001 | Specified item / equipment (compliance / BIM item) | Material | 0.02 | item | 405.7187 | 8.1144 | Verify supplier/subcontract quotation
3 | LAB-003 | Skilled labourer | Labour | 0.5 | hr | 1.1592 | 0.5796 | East African productivity / consumption constant
4 | LAB-002 | General labourer | Labour | 0.25 | hr | 0.7728 | 0.1932 | East African productivity / consumption constant
5 | PLT-016 | Small tools & consumables (allowance) | Plant & Tools | 0.08 | hr | 0.5796 | 0.046368 | East African productivity / consumption constant
6 | SUB-001 | Testing / commissioning allowance | Subcontractor | 0 | item | 193.1994 | 0 | Verify supplier/subcontract quotation
|  | Materials Total |  |  |  |  | 12.983
|  | Labour Total |  |  |  |  | 0.7728
|  | Plant & Subcontract Total |  |  |  |  | 0.046368
|  | Direct Resource Cost |  |  |  |  | 13.8022
|  | Transport / Carriage | 5% of materials |  |  |  | 0.64915 | Adjust for haul distance
|  | Small Tools, Water & Sundries | 2.5% of labour + plant |  |  |  | 0.020479 | Traditional allowance
|  | PRIME COST |  |  |  |  | 14.4718
|  | Contractor Overheads | 10% |  |  |  | 1.4472 | Editable allowance
|  | Contractor Profit | 10% |  |  |  | 1.5919 | Editable allowance
|  | RATE PER BOQ UNIT | m² |  |  |  | 17.5109 | Excluding VAT
Note | Quantities are standard estimating constants and must be adjusted for specification, method, location and supplier quotations.
DETAILED RATE ANALYSIS — EAST AFRICAN QS FORMAT
Module / Ref | MODULE 1 | 7.1 | [5 empty] | MODULE 1¦7.1
BOQ Item | Cart away and dispose of excavated material off site
Unit | m³ | Pricing basis | Nairobi, Kenya — Sep 2026 | Currency | USD | VAT | Excluded
No. | Code | Resource Description | Category | Qty / BOQ Unit | Resource Unit | Rate (USD) | Amount (USD) | Remarks
1 | MAT-029 | Hardcore / murram fill | Material | 0 | m³ | 18.3617 | 0 | East African productivity / consumption constant
2 | LAB-002 | General labourer | Labour | 0.3 | hr | 0.7728 | 0.23184 | East African productivity / consumption constant
3 | LAB-014 | Site foreman / ganger | Labour | 0.03 | hr | 2.7048 | 0.081144 | East African productivity / consumption constant
4 | PLT-006 | Dumper, 3t | Plant & Tools | 0.08 | day | 142.9675 | 11.4374 | East African productivity / consumption constant
5 | PLT-005 | Excavator, tracked 13t | Plant & Tools | 0.01 | day | 282.0711 | 2.8207 | East African productivity / consumption constant
6 | SUB-001 | Testing / commissioning allowance | Subcontractor | 0 | item | 193.1994 | 0 | Verify supplier/subcontract quotation
|  | Materials Total |  |  |  |  | 0
|  | Labour Total |  |  |  |  | 0.31298
|  | Plant & Subcontract Total |  |  |  |  | 14.2581
|  | Direct Resource Cost |  |  |  |  | 14.5711
|  | Transport / Carriage | 5% of materials |  |  |  | 0 | Adjust for haul distance
|  | Small Tools, Water & Sundries | 2.5% of labour + plant |  |  |  | 0.36428 | Traditional allowance
|  | PRIME COST |  |  |  |  | 14.9354
|  | Contractor Overheads | 10% |  |  |  | 1.4935 | Editable allowance
|  | Contractor Profit | 10% |  |  |  | 1.6429 | Editable allowance
|  | RATE PER BOQ UNIT | m³ |  |  |  | 18.0718 | Excluding VAT
Note | Quantities are standard estimating constants and must be adjusted for specification, method, location and supplier quotations.
DETAILED RATE ANALYSIS — EAST AFRICAN QS FORMAT
Module / Ref | MODULE 1 | 7.11 | [5 empty] | MODULE 1¦7.11
BOQ Item | Retain excavated material in temporary spoil heaps on site
Unit | m³ | Pricing basis | Nairobi, Kenya — Sep 2026 | Currency | USD | VAT | Excluded
No. | Code | Resource Description | Category | Qty / BOQ Unit | Resource Unit | Rate (USD) | Amount (USD) | Remarks
1 | MAT-029 | Hardcore / murram fill | Material | 0 | m³ | 18.3617 | 0 | East African productivity / consumption constant
2 | LAB-002 | General labourer | Labour | 0.5 | hr | 0.7728 | 0.3864 | East African productivity / consumption constant
3 | LAB-014 | Site foreman / ganger | Labour | 0.05 | hr | 2.7048 | 0.13524 | East African productivity / consumption constant
4 | PLT-005 | Excavator, tracked 13t | Plant & Tools | 0.025 | day | 282.0711 | 7.0518 | East African productivity / consumption constant
5 | PLT-006 | Dumper, 3t | Plant & Tools | 0.01 | day | 142.9675 | 1.4297 | East African productivity / consumption constant
6 | SUB-001 | Testing / commissioning allowance | Subcontractor | 0 | item | 193.1994 | 0 | Verify supplier/subcontract quotation
|  | Materials Total |  |  |  |  | 0
|  | Labour Total |  |  |  |  | 0.52164
|  | Plant & Subcontract Total |  |  |  |  | 8.4815
|  | Direct Resource Cost |  |  |  |  | 9.0031
|  | Transport / Carriage | 5% of materials |  |  |  | 0 | Adjust for haul distance
|  | Small Tools, Water & Sundries | 2.5% of labour + plant |  |  |  | 0.22508 | Traditional allowance
|  | PRIME COST |  |  |  |  | 9.2282
|  | Contractor Overheads | 10% |  |  |  | 0.92282 | Editable allowance
|  | Contractor Profit | 10% |  |  |  | 1.0151 | Editable allowance
|  | RATE PER BOQ UNIT | m³ |  |  |  | 11.1661 | Excluding VAT
Note | Quantities are standard estimating constants and must be adjusted for specification, method, location and supplier quotations.
DETAILED RATE ANALYSIS — EAST AFRICAN QS FORMAT
Module / Ref | MODULE 1 | 7.12 | [5 empty] | MODULE 1¦7.12
BOQ Item | Return, place and compact suitable excavated material
Unit | m³ | Pricing basis | Nairobi, Kenya — Sep 2026 | Currency | USD | VAT | Excluded
No. | Code | Resource Description | Category | Qty / BOQ Unit | Resource Unit | Rate (USD) | Amount (USD) | Remarks
1 | MAT-029 | Hardcore / murram fill | Material | 0 | m³ | 18.3617 | 0 | East African productivity / consumption constant
2 | LAB-002 | General labourer | Labour | 0.5 | hr | 0.7728 | 0.3864 | East African productivity / consumption constant
3 | LAB-014 | Site foreman / ganger | Labour | 0.05 | hr | 2.7048 | 0.13524 | East African productivity / consumption constant
4 | PLT-005 | Excavator, tracked 13t | Plant & Tools | 0.025 | day | 282.0711 | 7.0518 | East African productivity / consumption constant
5 | PLT-006 | Dumper, 3t | Plant & Tools | 0.01 | day | 142.9675 | 1.4297 | East African productivity / consumption constant
6 | SUB-001 | Testing / commissioning allowance | Subcontractor | 0 | item | 193.1994 | 0 | Verify supplier/subcontract quotation
|  | Materials Total |  |  |  |  | 0
|  | Labour Total |  |  |  |  | 0.52164
|  | Plant & Subcontract Total |  |  |  |  | 8.4815
|  | Direct Resource Cost |  |  |  |  | 9.0031
|  | Transport / Carriage | 5% of materials |  |  |  | 0 | Adjust for haul distance
|  | Small Tools, Water & Sundries | 2.5% of labour + plant |  |  |  | 0.22508 | Traditional allowance
|  | PRIME COST |  |  |  |  | 9.2282
|  | Contractor Overheads | 10% |  |  |  | 0.92282 | Editable allowance
|  | Contractor Profit | 10% |  |  |  | 1.0151 | Editable allowance
|  | RATE PER BOQ UNIT | m³ |  |  |  | 11.1661 | Excluding VAT
Note | Quantities are standard estimating constants and must be adjusted for specification, method, location and supplier quotations.
DETAILED RATE ANALYSIS — EAST AFRICAN QS FORMAT
Module / Ref | MODULE 1 | 7.13 | [5 empty] | MODULE 1¦7.13
BOQ Item | Supply, place and compact imported engineered fill
Unit | m³ | Pricing basis | Nairobi, Kenya — Sep 2026 | Currency | USD | VAT | Excluded
No. | Code | Resource Description | Category | Qty / BOQ Unit | Resource Unit | Rate (USD) | Amount (USD) | Remarks
1 | MAT-029 | Hardcore / murram fill | Material | 1 | m³ | 18.3617 | 18.3617 | East African productivity / consumption constant
2 | MAT-002 | Ancillary fittings, supports, fixings and connection materials | Material | 0.03 | item | 40.5719 | 1.2172 | East African productivity / consumption constant
3 | LAB-003 | Skilled labourer | Labour | 0.8 | hr | 1.1592 | 0.92736 | East African productivity / consumption constant
4 | LAB-002 | General labourer | Labour | 0.8 | hr | 0.7728 | 0.61824 | East African productivity / consumption constant
5 | PLT-014 | Compaction plate | Plant & Tools | 0.03 | day | 46.3679 | 1.391 | East African productivity / consumption constant
6 | SUB-001 | Testing / commissioning allowance | Subcontractor | 0 | item | 193.1994 | 0 | Verify supplier/subcontract quotation
|  | Materials Total |  |  |  |  | 19.5788
|  | Labour Total |  |  |  |  | 1.5456
|  | Plant & Subcontract Total |  |  |  |  | 1.391
|  | Direct Resource Cost |  |  |  |  | 22.5155
|  | Transport / Carriage | 5% of materials |  |  |  | 0.97894 | Adjust for haul distance
|  | Small Tools, Water & Sundries | 2.5% of labour + plant |  |  |  | 0.073416 | Traditional allowance
|  | PRIME COST |  |  |  |  | 23.5678
|  | Contractor Overheads | 10% |  |  |  | 2.3568 | Editable allowance
|  | Contractor Profit | 10% |  |  |  | 2.5925 | Editable allowance
|  | RATE PER BOQ UNIT | m³ |  |  |  | 28.5171 | Excluding VAT
Note | Quantities are standard estimating constants and must be adjusted for specification, method, location and supplier quotations.
DETAILED RATE ANALYSIS — EAST AFRICAN QS FORMAT
Module / Ref | MODULE 1 | 7.14 | [5 empty] | MODULE 1¦7.14
BOQ Item | Supply, place and compact granular fill, capping or sub-base
Unit | m³ | Pricing basis | Nairobi, Kenya — Sep 2026 | Currency | USD | VAT | Excluded
No. | Code | Resource Description | Category | Qty / BOQ Unit | Resource Unit | Rate (USD) | Amount (USD) | Remarks
1 | MAT-029 | Hardcore / murram fill | Material | 1.1 | m³ | 18.3617 | 20.1978 | East African productivity / consumption constant
2 | MAT-006 | Coarse aggregate / crushed stone | Material | 0.1 | m³ | 16.2287 | 1.6229 | East African productivity / consumption constant
3 | LAB-002 | General labourer | Labour | 0.8 | hr | 0.7728 | 0.61824 | East African productivity / consumption constant
4 | LAB-014 | Site foreman / ganger | Labour | 0.05 | hr | 2.7048 | 0.13524 | East African productivity / consumption constant
5 | PLT-014 | Compaction plate | Plant & Tools | 0.05 | day | 46.3679 | 2.3184 | East African productivity / consumption constant
6 | PLT-006 | Dumper, 3t | Plant & Tools | 0.01 | day | 142.9675 | 1.4297 | East African productivity / consumption constant
|  | Materials Total |  |  |  |  | 21.8207
|  | Labour Total |  |  |  |  | 0.75348
|  | Plant & Subcontract Total |  |  |  |  | 3.7481
|  | Direct Resource Cost |  |  |  |  | 26.3223
|  | Transport / Carriage | 5% of materials |  |  |  | 1.091 | Adjust for haul distance
|  | Small Tools, Water & Sundries | 2.5% of labour + plant |  |  |  | 0.11254 | Traditional allowance
|  | PRIME COST |  |  |  |  | 27.5258
|  | Contractor Overheads | 10% |  |  |  | 2.7526 | Editable allowance
|  | Contractor Profit | 10% |  |  |  | 3.0278 | Editable allowance
|  | RATE PER BOQ UNIT | m³ |  |  |  | 33.3063 | Excluding VAT
Note | Quantities are standard estimating constants and must be adjusted for specification, method, location and supplier quotations.
DETAILED RATE ANALYSIS — EAST AFRICAN QS FORMAT
Module / Ref | MODULE 1 | 7.15 | [5 empty] | MODULE 1¦7.15
BOQ Item | Provide blinding bed not exceeding the stated thickness
Unit | m³ | Pricing basis | Nairobi, Kenya — Sep 2026 | Currency | USD | VAT | Excluded
No. | Code | Resource Description | Category | Qty / BOQ Unit | Resource Unit | Rate (USD) | Amount (USD) | Remarks
1 | MAT-029 | Hardcore / murram fill | Material | 1 | m³ | 18.3617 | 18.3617 | East African productivity / consumption constant
2 | MAT-002 | Ancillary fittings, supports, fixings and connection materials | Material | 0.03 | item | 40.5719 | 1.2172 | East African productivity / consumption constant
3 | LAB-003 | Skilled labourer | Labour | 0.8 | hr | 1.1592 | 0.92736 | East African productivity / consumption constant
4 | LAB-002 | General labourer | Labour | 0.8 | hr | 0.7728 | 0.61824 | East African productivity / consumption constant
5 | PLT-014 | Compaction plate | Plant & Tools | 0.03 | day | 46.3679 | 1.391 | East African productivity / consumption constant
6 | SUB-001 | Testing / commissioning allowance | Subcontractor | 0 | item | 193.1994 | 0 | Verify supplier/subcontract quotation
|  | Materials Total |  |  |  |  | 19.5788
|  | Labour Total |  |  |  |  | 1.5456
|  | Plant & Subcontract Total |  |  |  |  | 1.391
|  | Direct Resource Cost |  |  |  |  | 22.5155
|  | Transport / Carriage | 5% of materials |  |  |  | 0.97894 | Adjust for haul distance
|  | Small Tools, Water & Sundries | 2.5% of labour + plant |  |  |  | 0.073416 | Traditional allowance
|  | PRIME COST |  |  |  |  | 23.5678
|  | Contractor Overheads | 10% |  |  |  | 2.3568 | Editable allowance
|  | Contractor Profit | 10% |  |  |  | 2.5925 | Editable allowance
|  | RATE PER BOQ UNIT | m³ |  |  |  | 28.5171 | Excluding VAT
Note | Quantities are standard estimating constants and must be adjusted for specification, method, location and supplier quotations.
DETAILED RATE ANALYSIS — EAST AFRICAN QS FORMAT
Module / Ref | MODULE 1 | 7.16 | [5 empty] | MODULE 1¦7.16
BOQ Item | Provide geotextile separation or filtration membrane, including required laps
Unit | m² | Pricing basis | Nairobi, Kenya — Sep 2026 | Currency | USD | VAT | Excluded
No. | Code | Resource Description | Category | Qty / BOQ Unit | Resource Unit | Rate (USD) | Amount (USD) | Remarks
1 | MAT-024 | Waterproof membrane | Material | 1.1 | m² | 6.8972 | 7.5869 | East African productivity / consumption constant
2 | MAT-002 | Ancillary fittings, supports, fixings and connection materials | Material | 0.03 | item | 40.5719 | 1.2172 | East African productivity / consumption constant
3 | LAB-003 | Skilled labourer | Labour | 0.3 | hr | 1.1592 | 0.34776 | East African productivity / consumption constant
4 | LAB-002 | General labourer | Labour | 0.2 | hr | 0.7728 | 0.15456 | East African productivity / consumption constant
5 | PLT-016 | Small tools & consumables (allowance) | Plant & Tools | 0.05 | hr | 0.5796 | 0.02898 | East African productivity / consumption constant
6 | SUB-001 | Testing / commissioning allowance | Subcontractor | 0 | item | 193.1994 | 0 | Verify supplier/subcontract quotation
|  | Materials Total |  |  |  |  | 8.8041
|  | Labour Total |  |  |  |  | 0.50232
|  | Plant & Subcontract Total |  |  |  |  | 0.02898
|  | Direct Resource Cost |  |  |  |  | 9.3354
|  | Transport / Carriage | 5% of materials |  |  |  | 0.4402 | Adjust for haul distance
|  | Small Tools, Water & Sundries | 2.5% of labour + plant |  |  |  | 0.013282 | Traditional allowance
|  | PRIME COST |  |  |  |  | 9.7889
|  | Contractor Overheads | 10% |  |  |  | 0.97889 | Editable allowance
|  | Contractor Profit | 10% |  |  |  | 1.0768 | Editable allowance
|  | RATE PER BOQ UNIT | m² |  |  |  | 11.8445 | Excluding VAT
Note | Quantities are standard estimating constants and must be adjusted for specification, method, location and supplier quotations.
DETAILED RATE ANALYSIS — EAST AFRICAN QS FORMAT
Module / Ref | MODULE 1 | 7.17 | [5 empty] | MODULE 1¦7.17
BOQ Item | Provide geogrid or ground-stabilisation mesh
Unit | m² | Pricing basis | Nairobi, Kenya — Sep 2026 | Currency | USD | VAT | Excluded
No. | Code | Resource Description | Category | Qty / BOQ Unit | Resource Unit | Rate (USD) | Amount (USD) | Remarks
1 | MAT-002 | Ancillary fittings, supports, fixings and connection materials | Material | 0.12 | item | 40.5719 | 4.8686 | East African productivity / consumption constant
2 | MAT-001 | Specified item / equipment (compliance / BIM item) | Material | 0.02 | item | 405.7187 | 8.1144 | Verify supplier/subcontract quotation
3 | LAB-003 | Skilled labourer | Labour | 0.5 | hr | 1.1592 | 0.5796 | East African productivity / consumption constant
4 | LAB-002 | General labourer | Labour | 0.25 | hr | 0.7728 | 0.1932 | East African productivity / consumption constant
5 | PLT-016 | Small tools & consumables (allowance) | Plant & Tools | 0.08 | hr | 0.5796 | 0.046368 | East African productivity / consumption constant
6 | SUB-001 | Testing / commissioning allowance | Subcontractor | 0 | item | 193.1994 | 0 | Verify supplier/subcontract quotation
|  | Materials Total |  |  |  |  | 12.983
|  | Labour Total |  |  |  |  | 0.7728
|  | Plant & Subcontract Total |  |  |  |  | 0.046368
|  | Direct Resource Cost |  |  |  |  | 13.8022
|  | Transport / Carriage | 5% of materials |  |  |  | 0.64915 | Adjust for haul distance
|  | Small Tools, Water & Sundries | 2.5% of labour + plant |  |  |  | 0.020479 | Traditional allowance
|  | PRIME COST |  |  |  |  | 14.4718
|  | Contractor Overheads | 10% |  |  |  | 1.4472 | Editable allowance
|  | Contractor Profit | 10% |  |  |  | 1.5919 | Editable allowance
|  | RATE PER BOQ UNIT | m² |  |  |  | 17.5109 | Excluding VAT
Note | Quantities are standard estimating constants and must be adjusted for specification, method, location and supplier quotations.
DETAILED RATE ANALYSIS — EAST AFRICAN QS FORMAT
Module / Ref | MODULE 1 | 7.18 | [5 empty] | MODULE 1¦7.18
BOQ Item | Stabilise soil in situ by specified mechanical or chemical treatment
Unit | m² | Pricing basis | Nairobi, Kenya — Sep 2026 | Currency | USD | VAT | Excluded
No. | Code | Resource Description | Category | Qty / BOQ Unit | Resource Unit | Rate (USD) | Amount (USD) | Remarks
1 | MAT-002 | Ancillary fittings, supports, fixings and connection materials | Material | 0.12 | item | 40.5719 | 4.8686 | East African productivity / consumption constant
2 | MAT-001 | Specified item / equipment (compliance / BIM item) | Material | 0.02 | item | 405.7187 | 8.1144 | Verify supplier/subcontract quotation
3 | LAB-003 | Skilled labourer | Labour | 0.5 | hr | 1.1592 | 0.5796 | East African productivity / consumption constant
4 | LAB-002 | General labourer | Labour | 0.25 | hr | 0.7728 | 0.1932 | East African productivity / consumption constant
5 | PLT-016 | Small tools & consumables (allowance) | Plant & Tools | 0.08 | hr | 0.5796 | 0.046368 | East African productivity / consumption constant
6 | SUB-001 | Testing / commissioning allowance | Subcontractor | 0 | item | 193.1994 | 0 | Verify supplier/subcontract quotation
|  | Materials Total |  |  |  |  | 12.983
|  | Labour Total |  |  |  |  | 0.7728
|  | Plant & Subcontract Total |  |  |  |  | 0.046368
|  | Direct Resource Cost |  |  |  |  | 13.8022
|  | Transport / Carriage | 5% of materials |  |  |  | 0.64915 | Adjust for haul distance
|  | Small Tools, Water & Sundries | 2.5% of labour + plant |  |  |  | 0.020479 | Traditional allowance
|  | PRIME COST |  |  |  |  | 14.4718
|  | Contractor Overheads | 10% |  |  |  | 1.4472 | Editable allowance
|  | Contractor Profit | 10% |  |  |  | 1.5919 | Editable allowance
|  | RATE PER BOQ UNIT | m² |  |  |  | 17.5109 | Excluding VAT
Note | Quantities are standard estimating constants and must be adjusted for specification, method, location and supplier quotations.
DETAILED RATE ANALYSIS — EAST AFRICAN QS FORMAT
Module / Ref | MODULE 1 | 7.19 | [5 empty] | MODULE 1¦7.19
BOQ Item | Provide site or excavation dewatering by specified system
Unit | item | Pricing basis | Nairobi, Kenya — Sep 2026 | Currency | USD | VAT | Excluded
No. | Code | Resource Description | Category | Qty / BOQ Unit | Resource Unit | Rate (USD) | Amount (USD) | Remarks
1 | PLT-013 | Dewatering pump | Plant & Tools | 1 | day | 61.8238 | 61.8238 | Specific East African resource constant
2 | MAT-021 | PVC pipe, 110mm | Material | 5 | m | 3.4486 | 17.243 | Specific East African resource constant
3 | LAB-011 | Plumber | Labour | 4 | hr | 2.3184 | 9.2736 | Specific East African resource constant
4 | LAB-002 | General labourer | Labour | 4 | hr | 0.7728 | 3.0912 | Specific East African resource constant
5 | PLT-010 | Diesel generator | Plant & Tools | 0.1 | day | 115.9196 | 11.592 | Specific East African resource constant
6 | SUB-005 | Mechanical / HVAC installation | Subcontractor | 0.02 | item | 5795.9815 | 115.9196 | Verify local quotation / authority charge
|  | Materials Total |  |  |  |  | 17.243
|  | Labour Total |  |  |  |  | 12.3648
|  | Plant & Subcontract Total |  |  |  |  | 189.3354
|  | Direct Resource Cost |  |  |  |  | 218.9432
|  | Transport / Carriage | 5% of materials |  |  |  | 0.86215 | Adjust for haul distance
|  | Small Tools, Water & Sundries | 2.5% of labour + plant |  |  |  | 5.0425 | Traditional allowance
|  | PRIME COST |  |  |  |  | 224.8479
|  | Contractor Overheads | 10% |  |  |  | 22.4848 | Editable allowance
|  | Contractor Profit | 10% |  |  |  | 24.7333 | Editable allowance
|  | RATE PER BOQ UNIT | item |  |  |  | 272.0659 | Excluding VAT
Note | Quantities are standard estimating constants and must be adjusted for specification, method, location and supplier quotations.
DETAILED RATE ANALYSIS — EAST AFRICAN QS FORMAT
Module / Ref | MODULE 1 | 7.2 | [5 empty] | MODULE 1¦7.2
BOQ Item | Carry out compaction-density tests
Unit | nr | Pricing basis | Nairobi, Kenya — Sep 2026 | Currency | USD | VAT | Excluded
No. | Code | Resource Description | Category | Qty / BOQ Unit | Resource Unit | Rate (USD) | Amount (USD) | Remarks
1 | MAT-114 | Holding-down bolt / cast-in fixing | Material | 1 | nr | 28.4003 | 28.4003 | Discipline-specific East African resource allowance
2 | MAT-009 | Reinforcement steel bar (rebar) | Material | 0.05 | tonne | 1176.5842 | 58.8292 | Discipline-specific East African resource allowance
3 | LAB-006 | Steel fixer | Labour | 2 | hr | 1.5456 | 3.0912 | Discipline-specific East African resource allowance
4 | LAB-002 | General labourer | Labour | 1 | hr | 0.7728 | 0.7728 | Discipline-specific East African resource allowance
5 | PLT-017 | Welding set | Plant & Tools | 0.02 | day | 46.3679 | 0.92736 | Discipline-specific East African resource allowance
6 | SUB-003 | Structural steel erection | Subcontractor | 0.002 | tonne | 270.4791 | 0.54096 | Discipline provisional allowance — verify quotation
|  | Materials Total |  |  |  |  | 87.2295
|  | Labour Total |  |  |  |  | 3.864
|  | Plant & Subcontract Total |  |  |  |  | 1.4683
|  | Direct Resource Cost |  |  |  |  | 92.5618
|  | Transport / Carriage | 5% of materials |  |  |  | 4.3615 | Adjust for haul distance
|  | Small Tools, Water & Sundries | 2.5% of labour + plant |  |  |  | 0.13331 | Traditional allowance
|  | PRIME COST |  |  |  |  | 97.0566
|  | Contractor Overheads | 10% |  |  |  | 9.7057 | Editable allowance
|  | Contractor Profit | 10% |  |  |  | 10.6762 | Editable allowance
|  | RATE PER BOQ UNIT | nr |  |  |  | 117.4385 | Excluding VAT
Note | Quantities are standard estimating constants and must be adjusted for specification, method, location and supplier quotations.
DETAILED RATE ANALYSIS — EAST AFRICAN QS FORMAT
Module / Ref | MODULE 1 | 7.21 | [5 empty] | MODULE 1¦7.21
BOQ Item | Carry out plate-bearing or proof-rolling tests
Unit | nr | Pricing basis | Nairobi, Kenya — Sep 2026 | Currency | USD | VAT | Excluded
No. | Code | Resource Description | Category | Qty / BOQ Unit | Resource Unit | Rate (USD) | Amount (USD) | Remarks
1 | MAT-114 | Holding-down bolt / cast-in fixing | Material | 1 | nr | 28.4003 | 28.4003 | Discipline-specific East African resource allowance
2 | MAT-009 | Reinforcement steel bar (rebar) | Material | 0.05 | tonne | 1176.5842 | 58.8292 | Discipline-specific East African resource allowance
3 | LAB-006 | Steel fixer | Labour | 2 | hr | 1.5456 | 3.0912 | Discipline-specific East African resource allowance
4 | LAB-002 | General labourer | Labour | 1 | hr | 0.7728 | 0.7728 | Discipline-specific East African resource allowance
5 | PLT-017 | Welding set | Plant & Tools | 0.02 | day | 46.3679 | 0.92736 | Discipline-specific East African resource allowance
6 | SUB-003 | Structural steel erection | Subcontractor | 0.002 | tonne | 270.4791 | 0.54096 | Discipline provisional allowance — verify quotation
|  | Materials Total |  |  |  |  | 87.2295
|  | Labour Total |  |  |  |  | 3.864
|  | Plant & Subcontract Total |  |  |  |  | 1.4683
|  | Direct Resource Cost |  |  |  |  | 92.5618
|  | Transport / Carriage | 5% of materials |  |  |  | 4.3615 | Adjust for haul distance
|  | Small Tools, Water & Sundries | 2.5% of labour + plant |  |  |  | 0.13331 | Traditional allowance
|  | PRIME COST |  |  |  |  | 97.0566
|  | Contractor Overheads | 10% |  |  |  | 9.7057 | Editable allowance
|  | Contractor Profit | 10% |  |  |  | 10.6762 | Editable allowance
|  | RATE PER BOQ UNIT | nr |  |  |  | 117.4385 | Excluding VAT
Note | Quantities are standard estimating constants and must be adjusted for specification, method, location and supplier quotations.
DETAILED RATE ANALYSIS — EAST AFRICAN QS FORMAT
Module / Ref | MODULE 1 | 8.01 | [5 empty] | MODULE 1¦8.01
BOQ Item | Supply, cut, bend and fix column reinforcement bars, links, starters, chairs and spacers
Unit | t | Pricing basis | Nairobi, Kenya — Sep 2026 | Currency | USD | VAT | Excluded
No. | Code | Resource Description | Category | Qty / BOQ Unit | Resource Unit | Rate (USD) | Amount (USD) | Remarks
1 | MAT-009 | Reinforcement steel bar (rebar) | Material | 1.05 | tonne | 1176.5842 | 1235.4134 | East African productivity / consumption constant
2 | MAT-002 | Ancillary fittings, supports, fixings and connection materials | Material | 0.08 | item | 40.5719 | 3.2457 | East African productivity / consumption constant
3 | LAB-006 | Steel fixer | Labour | 20 | hr | 1.5456 | 30.9119 | East African productivity / consumption constant
4 | LAB-002 | General labourer | Labour | 10 | hr | 0.7728 | 7.728 | East African productivity / consumption constant
5 | PLT-007 | Mobile crane, 25t | Plant & Tools | 0.05 | day | 1062.5966 | 53.1298 | East African productivity / consumption constant
6 | PLT-016 | Small tools & consumables (allowance) | Plant & Tools | 2 | hr | 0.5796 | 1.1592 | East African productivity / consumption constant
|  | Materials Total |  |  |  |  | 1238.6592
|  | Labour Total |  |  |  |  | 38.6399
|  | Plant & Subcontract Total |  |  |  |  | 54.289
|  | Direct Resource Cost |  |  |  |  | 1331.5881
|  | Transport / Carriage | 5% of materials |  |  |  | 61.933 | Adjust for haul distance
|  | Small Tools, Water & Sundries | 2.5% of labour + plant |  |  |  | 2.3232 | Traditional allowance
|  | PRIME COST |  |  |  |  | 1395.8443
|  | Contractor Overheads | 10% |  |  |  | 139.5844 | Editable allowance
|  | Contractor Profit | 10% |  |  |  | 153.5429 | Editable allowance
|  | RATE PER BOQ UNIT | t |  |  |  | 1688.9716 | Excluding VAT
Note | Quantities are standard estimating constants and must be adjusted for specification, method, location and supplier quotations.
DETAILED RATE ANALYSIS — EAST AFRICAN QS FORMAT
Module / Ref | MODULE 1 | 8.02 | [5 empty] | MODULE 1¦8.02
BOQ Item | Supply, place, compact and cure reinforced concrete columns of stated size and concrete grade
Unit | m³ | Pricing basis | Nairobi, Kenya — Sep 2026 | Currency | USD | VAT | Excluded
No. | Code | Resource Description | Category | Qty / BOQ Unit | Resource Unit | Rate (USD) | Amount (USD) | Remarks
1 | MAT-008 | Ready-mix concrete, C32/40 | Material | 1.03 | m³ | 129.83 | 133.7249 | East African productivity / consumption constant
2 | MAT-002 | Ancillary fittings, supports, fixings and connection materials | Material | 0.03 | item | 40.5719 | 1.2172 | East African productivity / consumption constant
3 | LAB-007 | Concreter | Labour | 1.5 | hr | 1.3524 | 2.0286 | East African productivity / consumption constant
4 | LAB-002 | General labourer | Labour | 1.5 | hr | 0.7728 | 1.1592 | East African productivity / consumption constant
5 | PLT-003 | Poker vibrator | Plant & Tools | 0.1 | day | 23.1839 | 2.3184 | East African productivity / consumption constant
6 | PLT-012 | Concrete pump | Plant & Tools | 0.03 | day | 502.3184 | 15.0696 | East African productivity / consumption constant
|  | Materials Total |  |  |  |  | 134.942
|  | Labour Total |  |  |  |  | 3.1878
|  | Plant & Subcontract Total |  |  |  |  | 17.3879
|  | Direct Resource Cost |  |  |  |  | 155.5178
|  | Transport / Carriage | 5% of materials |  |  |  | 6.7471 | Adjust for haul distance
|  | Small Tools, Water & Sundries | 2.5% of labour + plant |  |  |  | 0.51439 | Traditional allowance
|  | PRIME COST |  |  |  |  | 162.7793
|  | Contractor Overheads | 10% |  |  |  | 16.2779 | Editable allowance
|  | Contractor Profit | 10% |  |  |  | 17.9057 | Editable allowance
|  | RATE PER BOQ UNIT | m³ |  |  |  | 196.9629 | Excluding VAT
Note | Quantities are standard estimating constants and must be adjusted for specification, method, location and supplier quotations.
DETAILED RATE ANALYSIS — EAST AFRICAN QS FORMAT
Module / Ref | MODULE 1 | 8.03 | [5 empty] | MODULE 1¦8.03
BOQ Item | Provide formwork to column faces, corners, returns and enlargements
Unit | m² | Pricing basis | Nairobi, Kenya — Sep 2026 | Currency | USD | VAT | Excluded
No. | Code | Resource Description | Category | Qty / BOQ Unit | Resource Unit | Rate (USD) | Amount (USD) | Remarks
1 | MAT-015 | Plywood sheet, 18mm | Material | 0.35 | m² | 7.7087 | 2.698 | East African productivity / consumption constant
2 | MAT-014 | Timber, softwood | Material | 0.02 | m³ | 527.4343 | 10.5487 | East African productivity / consumption constant
3 | LAB-005 | Carpenter / joiner | Labour | 0.8 | hr | 1.7388 | 1.391 | East African productivity / consumption constant
4 | LAB-002 | General labourer | Labour | 0.5 | hr | 0.7728 | 0.3864 | East African productivity / consumption constant
5 | PLT-016 | Small tools & consumables (allowance) | Plant & Tools | 0.1 | hr | 0.5796 | 0.05796 | East African productivity / consumption constant
6 | MAT-002 | Ancillary fittings, supports, fixings and connection materials | Material | 0.03 | item | 40.5719 | 1.2172 | East African productivity / consumption constant
|  | Materials Total |  |  |  |  | 14.4639
|  | Labour Total |  |  |  |  | 1.7774
|  | Plant & Subcontract Total |  |  |  |  | 0.05796
|  | Direct Resource Cost |  |  |  |  | 16.2993
|  | Transport / Carriage | 5% of materials |  |  |  | 0.72319 | Adjust for haul distance
|  | Small Tools, Water & Sundries | 2.5% of labour + plant |  |  |  | 0.045885 | Traditional allowance
|  | PRIME COST |  |  |  |  | 17.0683
|  | Contractor Overheads | 10% |  |  |  | 1.7068 | Editable allowance
|  | Contractor Profit | 10% |  |  |  | 1.8775 | Editable allowance
|  | RATE PER BOQ UNIT | m² |  |  |  | 20.6527 | Excluding VAT
Note | Quantities are standard estimating constants and must be adjusted for specification, method, location and supplier quotations.
DETAILED RATE ANALYSIS — EAST AFRICAN QS FORMAT
Module / Ref | MODULE 1 | 8.04 | [5 empty] | MODULE 1¦8.04
BOQ Item | Provide formwork to column capitals, heads or corbels
Unit | m² | Pricing basis | Nairobi, Kenya — Sep 2026 | Currency | USD | VAT | Excluded
No. | Code | Resource Description | Category | Qty / BOQ Unit | Resource Unit | Rate (USD) | Amount (USD) | Remarks
1 | MAT-015 | Plywood sheet, 18mm | Material | 0.35 | m² | 7.7087 | 2.698 | East African productivity / consumption constant
2 | MAT-014 | Timber, softwood | Material | 0.02 | m³ | 527.4343 | 10.5487 | East African productivity / consumption constant
3 | LAB-005 | Carpenter / joiner | Labour | 0.8 | hr | 1.7388 | 1.391 | East African productivity / consumption constant
4 | LAB-002 | General labourer | Labour | 0.5 | hr | 0.7728 | 0.3864 | East African productivity / consumption constant
5 | PLT-016 | Small tools & consumables (allowance) | Plant & Tools | 0.1 | hr | 0.5796 | 0.05796 | East African productivity / consumption constant
6 | MAT-002 | Ancillary fittings, supports, fixings and connection materials | Material | 0.03 | item | 40.5719 | 1.2172 | East African productivity / consumption constant
|  | Materials Total |  |  |  |  | 14.4639
|  | Labour Total |  |  |  |  | 1.7774
|  | Plant & Subcontract Total |  |  |  |  | 0.05796
|  | Direct Resource Cost |  |  |  |  | 16.2993
|  | Transport / Carriage | 5% of materials |  |  |  | 0.72319 | Adjust for haul distance
|  | Small Tools, Water & Sundries | 2.5% of labour + plant |  |  |  | 0.045885 | Traditional allowance
|  | PRIME COST |  |  |  |  | 17.0683
|  | Contractor Overheads | 10% |  |  |  | 1.7068 | Editable allowance
|  | Contractor Profit | 10% |  |  |  | 1.8775 | Editable allowance
|  | RATE PER BOQ UNIT | m² |  |  |  | 20.6527 | Excluding VAT
Note | Quantities are standard estimating constants and must be adjusted for specification, method, location and supplier quotations.
DETAILED RATE ANALYSIS — EAST AFRICAN QS FORMAT
Module / Ref | MODULE 1 | 8.05 | [5 empty] | MODULE 1¦8.05
BOQ Item | Provide reinforcement mechanical couplers where measured separately
Unit | nr | Pricing basis | Nairobi, Kenya — Sep 2026 | Currency | USD | VAT | Excluded
No. | Code | Resource Description | Category | Qty / BOQ Unit | Resource Unit | Rate (USD) | Amount (USD) | Remarks
1 | MAT-114 | Holding-down bolt / cast-in fixing | Material | 1 | nr | 28.4003 | 28.4003 | Discipline-specific East African resource allowance
2 | MAT-009 | Reinforcement steel bar (rebar) | Material | 0.05 | tonne | 1176.5842 | 58.8292 | Discipline-specific East African resource allowance
3 | LAB-006 | Steel fixer | Labour | 2 | hr | 1.5456 | 3.0912 | Discipline-specific East African resource allowance
4 | LAB-002 | General labourer | Labour | 1 | hr | 0.7728 | 0.7728 | Discipline-specific East African resource allowance
5 | PLT-017 | Welding set | Plant & Tools | 0.02 | day | 46.3679 | 0.92736 | Discipline-specific East African resource allowance
6 | SUB-003 | Structural steel erection | Subcontractor | 0.002 | tonne | 270.4791 | 0.54096 | Discipline provisional allowance — verify quotation
|  | Materials Total |  |  |  |  | 87.2295
|  | Labour Total |  |  |  |  | 3.864
|  | Plant & Subcontract Total |  |  |  |  | 1.4683
|  | Direct Resource Cost |  |  |  |  | 92.5618
|  | Transport / Carriage | 5% of materials |  |  |  | 4.3615 | Adjust for haul distance
|  | Small Tools, Water & Sundries | 2.5% of labour + plant |  |  |  | 0.13331 | Traditional allowance
|  | PRIME COST |  |  |  |  | 97.0566
|  | Contractor Overheads | 10% |  |  |  | 9.7057 | Editable allowance
|  | Contractor Profit | 10% |  |  |  | 10.6762 | Editable allowance
|  | RATE PER BOQ UNIT | nr |  |  |  | 117.4385 | Excluding VAT
Note | Quantities are standard estimating constants and must be adjusted for specification, method, location and supplier quotations.
DETAILED RATE ANALYSIS — EAST AFRICAN QS FORMAT
Module / Ref | MODULE 1 | 8.06 | [5 empty] | MODULE 1¦8.06
BOQ Item | Supply and install embedded plates, sockets or connection components
Unit | nr | Pricing basis | Nairobi, Kenya — Sep 2026 | Currency | USD | VAT | Excluded
No. | Code | Resource Description | Category | Qty / BOQ Unit | Resource Unit | Rate (USD) | Amount (USD) | Remarks
1 | MAT-114 | Holding-down bolt / cast-in fixing | Material | 1 | nr | 28.4003 | 28.4003 | Specific East African resource constant
2 | MAT-002 | Ancillary fittings, supports, fixings and connection materials | Material | 0.03 | item | 40.5719 | 1.2172 | Specific East African resource constant
3 | LAB-006 | Steel fixer | Labour | 1 | hr | 1.5456 | 1.5456 | Specific East African resource constant
4 | LAB-002 | General labourer | Labour | 0.5 | hr | 0.7728 | 0.3864 | Specific East African resource constant
5 | PLT-017 | Welding set | Plant & Tools | 0.02 | day | 46.3679 | 0.92736 | Specific East African resource constant
6 | SUB-001 | Testing / commissioning allowance | Subcontractor | 0 | item | 193.1994 | 0 | Verify local quotation / authority charge
|  | Materials Total |  |  |  |  | 29.6175
|  | Labour Total |  |  |  |  | 1.932
|  | Plant & Subcontract Total |  |  |  |  | 0.92736
|  | Direct Resource Cost |  |  |  |  | 32.4768
|  | Transport / Carriage | 5% of materials |  |  |  | 1.4809 | Adjust for haul distance
|  | Small Tools, Water & Sundries | 2.5% of labour + plant |  |  |  | 0.071484 | Traditional allowance
|  | PRIME COST |  |  |  |  | 34.0292
|  | Contractor Overheads | 10% |  |  |  | 3.4029 | Editable allowance
|  | Contractor Profit | 10% |  |  |  | 3.7432 | Editable allowance
|  | RATE PER BOQ UNIT | nr |  |  |  | 41.1753 | Excluding VAT
Note | Quantities are standard estimating constants and must be adjusted for specification, method, location and supplier quotations.
DETAILED RATE ANALYSIS — EAST AFRICAN QS FORMAT
Module / Ref | MODULE 1 | 8.07 | [5 empty] | MODULE 1¦8.07
BOQ Item | Form openings, sleeves or recesses in columns
Unit | nr | Pricing basis | Nairobi, Kenya — Sep 2026 | Currency | USD | VAT | Excluded
No. | Code | Resource Description | Category | Qty / BOQ Unit | Resource Unit | Rate (USD) | Amount (USD) | Remarks
1 | MAT-114 | Holding-down bolt / cast-in fixing | Material | 1 | nr | 28.4003 | 28.4003 | Discipline-specific East African resource allowance
2 | MAT-009 | Reinforcement steel bar (rebar) | Material | 0.05 | tonne | 1176.5842 | 58.8292 | Discipline-specific East African resource allowance
3 | LAB-006 | Steel fixer | Labour | 2 | hr | 1.5456 | 3.0912 | Discipline-specific East African resource allowance
4 | LAB-002 | General labourer | Labour | 1 | hr | 0.7728 | 0.7728 | Discipline-specific East African resource allowance
5 | PLT-017 | Welding set | Plant & Tools | 0.02 | day | 46.3679 | 0.92736 | Discipline-specific East African resource allowance
6 | SUB-003 | Structural steel erection | Subcontractor | 0.002 | tonne | 270.4791 | 0.54096 | Discipline provisional allowance — verify quotation
|  | Materials Total |  |  |  |  | 87.2295
|  | Labour Total |  |  |  |  | 3.864
|  | Plant & Subcontract Total |  |  |  |  | 1.4683
|  | Direct Resource Cost |  |  |  |  | 92.5618
|  | Transport / Carriage | 5% of materials |  |  |  | 4.3615 | Adjust for haul distance
|  | Small Tools, Water & Sundries | 2.5% of labour + plant |  |  |  | 0.13331 | Traditional allowance
|  | PRIME COST |  |  |  |  | 97.0566
|  | Contractor Overheads | 10% |  |  |  | 9.7057 | Editable allowance
|  | Contractor Profit | 10% |  |  |  | 10.6762 | Editable allowance
|  | RATE PER BOQ UNIT | nr |  |  |  | 117.4385 | Excluding VAT
Note | Quantities are standard estimating constants and must be adjusted for specification, method, location and supplier quotations.
DETAILED RATE ANALYSIS — EAST AFRICAN QS FORMAT
Module / Ref | MODULE 1 | 8.08 | [5 empty] | MODULE 1¦8.08
BOQ Item | Apply fair-faced finish to the complete exposed formed column surface
Unit | m² | Pricing basis | Nairobi, Kenya — Sep 2026 | Currency | USD | VAT | Excluded
No. | Code | Resource Description | Category | Qty / BOQ Unit | Resource Unit | Rate (USD) | Amount (USD) | Remarks
1 | MAT-002 | Ancillary fittings, supports, fixings and connection materials | Material | 0.12 | item | 40.5719 | 4.8686 | East African productivity / consumption constant
2 | MAT-001 | Specified item / equipment (compliance / BIM item) | Material | 0.02 | item | 405.7187 | 8.1144 | Verify supplier/subcontract quotation
3 | LAB-003 | Skilled labourer | Labour | 0.5 | hr | 1.1592 | 0.5796 | East African productivity / consumption constant
4 | LAB-002 | General labourer | Labour | 0.25 | hr | 0.7728 | 0.1932 | East African productivity / consumption constant
5 | PLT-016 | Small tools & consumables (allowance) | Plant & Tools | 0.08 | hr | 0.5796 | 0.046368 | East African productivity / consumption constant
6 | SUB-001 | Testing / commissioning allowance | Subcontractor | 0 | item | 193.1994 | 0 | Verify supplier/subcontract quotation
|  | Materials Total |  |  |  |  | 12.983
|  | Labour Total |  |  |  |  | 0.7728
|  | Plant & Subcontract Total |  |  |  |  | 0.046368
|  | Direct Resource Cost |  |  |  |  | 13.8022
|  | Transport / Carriage | 5% of materials |  |  |  | 0.64915 | Adjust for haul distance
|  | Small Tools, Water & Sundries | 2.5% of labour + plant |  |  |  | 0.020479 | Traditional allowance
|  | PRIME COST |  |  |  |  | 14.4718
|  | Contractor Overheads | 10% |  |  |  | 1.4472 | Editable allowance
|  | Contractor Profit | 10% |  |  |  | 1.5919 | Editable allowance
|  | RATE PER BOQ UNIT | m² |  |  |  | 17.5109 | Excluding VAT
Note | Quantities are standard estimating constants and must be adjusted for specification, method, location and supplier quotations.
DETAILED RATE ANALYSIS — EAST AFRICAN QS FORMAT
Module / Ref | MODULE 1 | 8.09 | [5 empty] | MODULE 1¦8.09
BOQ Item | Apply clear sealer to the complete fair-faced column surface
Unit | m² | Pricing basis | Nairobi, Kenya — Sep 2026 | Currency | USD | VAT | Excluded
No. | Code | Resource Description | Category | Qty / BOQ Unit | Resource Unit | Rate (USD) | Amount (USD) | Remarks
1 | MAT-018 | Emulsion paint | Material | 0.22 | litre | 5.2743 | 1.1604 | East African productivity / consumption constant
2 | MAT-002 | Ancillary fittings, supports, fixings and connection materials | Material | 0.015 | item | 40.5719 | 0.60858 | East African productivity / consumption constant
3 | LAB-009 | Painter & decorator | Labour | 0.4 | hr | 1.3524 | 0.54096 | East African productivity / consumption constant
4 | LAB-002 | General labourer | Labour | 0.1 | hr | 0.7728 | 0.07728 | East African productivity / consumption constant
5 | PLT-016 | Small tools & consumables (allowance) | Plant & Tools | 0.05 | hr | 0.5796 | 0.02898 | East African productivity / consumption constant
6 | SUB-001 | Testing / commissioning allowance | Subcontractor | 0 | item | 193.1994 | 0 | Verify supplier/subcontract quotation
|  | Materials Total |  |  |  |  | 1.7689
|  | Labour Total |  |  |  |  | 0.61824
|  | Plant & Subcontract Total |  |  |  |  | 0.02898
|  | Direct Resource Cost |  |  |  |  | 2.4162
|  | Transport / Carriage | 5% of materials |  |  |  | 0.088447 | Adjust for haul distance
|  | Small Tools, Water & Sundries | 2.5% of labour + plant |  |  |  | 0.01618 | Traditional allowance
|  | PRIME COST |  |  |  |  | 2.5208
|  | Contractor Overheads | 10% |  |  |  | 0.25208 | Editable allowance
|  | Contractor Profit | 10% |  |  |  | 0.27729 | Editable allowance
|  | RATE PER BOQ UNIT | m² |  |  |  | 3.0501 | Excluding VAT
Note | Quantities are standard estimating constants and must be adjusted for specification, method, location and supplier quotations.
DETAILED RATE ANALYSIS — EAST AFRICAN QS FORMAT
Module / Ref | MODULE 1 | 9.01 | [5 empty] | MODULE 1¦9.01
BOQ Item | Supply, cut, bend and fix wall reinforcement bars, mesh, starters, chairs and couplers
Unit | t | Pricing basis | Nairobi, Kenya — Sep 2026 | Currency | USD | VAT | Excluded
No. | Code | Resource Description | Category | Qty / BOQ Unit | Resource Unit | Rate (USD) | Amount (USD) | Remarks
1 | MAT-009 | Reinforcement steel bar (rebar) | Material | 1.05 | tonne | 1176.5842 | 1235.4134 | East African productivity / consumption constant
2 | MAT-002 | Ancillary fittings, supports, fixings and connection materials | Material | 0.08 | item | 40.5719 | 3.2457 | East African productivity / consumption constant
3 | LAB-006 | Steel fixer | Labour | 20 | hr | 1.5456 | 30.9119 | East African productivity / consumption constant
4 | LAB-002 | General labourer | Labour | 10 | hr | 0.7728 | 7.728 | East African productivity / consumption constant
5 | PLT-007 | Mobile crane, 25t | Plant & Tools | 0.05 | day | 1062.5966 | 53.1298 | East African productivity / consumption constant
6 | PLT-016 | Small tools & consumables (allowance) | Plant & Tools | 2 | hr | 0.5796 | 1.1592 | East African productivity / consumption constant
|  | Materials Total |  |  |  |  | 1238.6592
|  | Labour Total |  |  |  |  | 38.6399
|  | Plant & Subcontract Total |  |  |  |  | 54.289
|  | Direct Resource Cost |  |  |  |  | 1331.5881
|  | Transport / Carriage | 5% of materials |  |  |  | 61.933 | Adjust for haul distance
|  | Small Tools, Water & Sundries | 2.5% of labour + plant |  |  |  | 2.3232 | Traditional allowance
|  | PRIME COST |  |  |  |  | 1395.8443
|  | Contractor Overheads | 10% |  |  |  | 139.5844 | Editable allowance
|  | Contractor Profit | 10% |  |  |  | 153.5429 | Editable allowance
|  | RATE PER BOQ UNIT | t |  |  |  | 1688.9716 | Excluding VAT
Note | Quantities are standard estimating constants and must be adjusted for specification, method, location and supplier quotations.
DETAILED RATE ANALYSIS — EAST AFRICAN QS FORMAT
Module / Ref | MODULE 1 | 9.02 | [5 empty] | MODULE 1¦9.02
BOQ Item | Supply, place, compact and cure reinforced concrete structural, shear or retaining walls
Unit | m³ | Pricing basis | Nairobi, Kenya — Sep 2026 | Currency | USD | VAT | Excluded
No. | Code | Resource Description | Category | Qty / BOQ Unit | Resource Unit | Rate (USD) | Amount (USD) | Remarks
1 | MAT-008 | Ready-mix concrete, C32/40 | Material | 1.03 | m³ | 129.83 | 133.7249 | East African productivity / consumption constant
2 | MAT-002 | Ancillary fittings, supports, fixings and connection materials | Material | 0.03 | item | 40.5719 | 1.2172 | East African productivity / consumption constant
3 | LAB-007 | Concreter | Labour | 1.5 | hr | 1.3524 | 2.0286 | East African productivity / consumption constant
4 | LAB-002 | General labourer | Labour | 1.5 | hr | 0.7728 | 1.1592 | East African productivity / consumption constant
5 | PLT-003 | Poker vibrator | Plant & Tools | 0.1 | day | 23.1839 | 2.3184 | East African productivity / consumption constant
6 | PLT-012 | Concrete pump | Plant & Tools | 0.03 | day | 502.3184 | 15.0696 | East African productivity / consumption constant
|  | Materials Total |  |  |  |  | 134.942
|  | Labour Total |  |  |  |  | 3.1878
|  | Plant & Subcontract Total |  |  |  |  | 17.3879
|  | Direct Resource Cost |  |  |  |  | 155.5178
|  | Transport / Carriage | 5% of materials |  |  |  | 6.7471 | Adjust for haul distance
|  | Small Tools, Water & Sundries | 2.5% of labour + plant |  |  |  | 0.51439 | Traditional allowance
|  | PRIME COST |  |  |  |  | 162.7793
|  | Contractor Overheads | 10% |  |  |  | 16.2779 | Editable allowance
|  | Contractor Profit | 10% |  |  |  | 17.9057 | Editable allowance
|  | RATE PER BOQ UNIT | m³ |  |  |  | 196.9629 | Excluding VAT
Note | Quantities are standard estimating constants and must be adjusted for specification, method, location and supplier quotations.
DETAILED RATE ANALYSIS — EAST AFRICAN QS FORMAT
Module / Ref | MODULE 1 | 9.03 | [5 empty] | MODULE 1¦9.03
BOQ Item | Provide formwork to first wall face, including ends and returns
Unit | m² | Pricing basis | Nairobi, Kenya — Sep 2026 | Currency | USD | VAT | Excluded
No. | Code | Resource Description | Category | Qty / BOQ Unit | Resource Unit | Rate (USD) | Amount (USD) | Remarks
1 | MAT-015 | Plywood sheet, 18mm | Material | 0.35 | m² | 7.7087 | 2.698 | East African productivity / consumption constant
2 | MAT-014 | Timber, softwood | Material | 0.02 | m³ | 527.4343 | 10.5487 | East African productivity / consumption constant
3 | LAB-005 | Carpenter / joiner | Labour | 0.8 | hr | 1.7388 | 1.391 | East African productivity / consumption constant
4 | LAB-002 | General labourer | Labour | 0.5 | hr | 0.7728 | 0.3864 | East African productivity / consumption constant
5 | PLT-016 | Small tools & consumables (allowance) | Plant & Tools | 0.1 | hr | 0.5796 | 0.05796 | East African productivity / consumption constant
6 | MAT-002 | Ancillary fittings, supports, fixings and connection materials | Material | 0.03 | item | 40.5719 | 1.2172 | East African productivity / consumption constant
|  | Materials Total |  |  |  |  | 14.4639
|  | Labour Total |  |  |  |  | 1.7774
|  | Plant & Subcontract Total |  |  |  |  | 0.05796
|  | Direct Resource Cost |  |  |  |  | 16.2993
|  | Transport / Carriage | 5% of materials |  |  |  | 0.72319 | Adjust for haul distance
|  | Small Tools, Water & Sundries | 2.5% of labour + plant |  |  |  | 0.045885 | Traditional allowance
|  | PRIME COST |  |  |  |  | 17.0683
|  | Contractor Overheads | 10% |  |  |  | 1.7068 | Editable allowance
|  | Contractor Profit | 10% |  |  |  | 1.8775 | Editable allowance
|  | RATE PER BOQ UNIT | m² |  |  |  | 20.6527 | Excluding VAT
Note | Quantities are standard estimating constants and must be adjusted for specification, method, location and supplier quotations.
DETAILED RATE ANALYSIS — EAST AFRICAN QS FORMAT
Module / Ref | MODULE 1 | 9.04 | [5 empty] | MODULE 1¦9.04
BOQ Item | Provide formwork to second wall face, including ends and returns
Unit | m² | Pricing basis | Nairobi, Kenya — Sep 2026 | Currency | USD | VAT | Excluded
No. | Code | Resource Description | Category | Qty / BOQ Unit | Resource Unit | Rate (USD) | Amount (USD) | Remarks
1 | MAT-015 | Plywood sheet, 18mm | Material | 0.35 | m² | 7.7087 | 2.698 | East African productivity / consumption constant
2 | MAT-014 | Timber, softwood | Material | 0.02 | m³ | 527.4343 | 10.5487 | East African productivity / consumption constant
3 | LAB-005 | Carpenter / joiner | Labour | 0.8 | hr | 1.7388 | 1.391 | East African productivity / consumption constant
4 | LAB-002 | General labourer | Labour | 0.5 | hr | 0.7728 | 0.3864 | East African productivity / consumption constant
5 | PLT-016 | Small tools & consumables (allowance) | Plant & Tools | 0.1 | hr | 0.5796 | 0.05796 | East African productivity / consumption constant
6 | MAT-002 | Ancillary fittings, supports, fixings and connection materials | Material | 0.03 | item | 40.5719 | 1.2172 | East African productivity / consumption constant
|  | Materials Total |  |  |  |  | 14.4639
|  | Labour Total |  |  |  |  | 1.7774
|  | Plant & Subcontract Total |  |  |  |  | 0.05796
|  | Direct Resource Cost |  |  |  |  | 16.2993
|  | Transport / Carriage | 5% of materials |  |  |  | 0.72319 | Adjust for haul distance
|  | Small Tools, Water & Sundries | 2.5% of labour + plant |  |  |  | 0.045885 | Traditional allowance
|  | PRIME COST |  |  |  |  | 17.0683
|  | Contractor Overheads | 10% |  |  |  | 1.7068 | Editable allowance
|  | Contractor Profit | 10% |  |  |  | 1.8775 | Editable allowance
|  | RATE PER BOQ UNIT | m² |  |  |  | 20.6527 | Excluding VAT
Note | Quantities are standard estimating constants and must be adjusted for specification, method, location and supplier quotations.
DETAILED RATE ANALYSIS — EAST AFRICAN QS FORMAT
Module / Ref | MODULE 1 | 9.05 | [5 empty] | MODULE 1¦9.05
BOQ Item | Provide formwork to wall ends, edges, kickers, upstands and attached features
Unit | m² | Pricing basis | Nairobi, Kenya — Sep 2026 | Currency | USD | VAT | Excluded
No. | Code | Resource Description | Category | Qty / BOQ Unit | Resource Unit | Rate (USD) | Amount (USD) | Remarks
1 | MAT-149 | Microphone / DI box / stand | Material | 1 | nr | 198.9954 | 198.9954 | Specific East African resource constant
2 | MAT-135 | Copper/fibre patch lead | Material | 1 | nr | 12.1716 | 12.1716 | Specific East African resource constant
3 | LAB-019 | ELV/ICT/security technician | Labour | 0.8 | hr | 2.7048 | 2.1638 | Specific East African resource constant
4 | LAB-002 | General labourer | Labour | 0.2 | hr | 0.7728 | 0.15456 | Specific East African resource constant
5 | PLT-018 | Electrical/ICT test instruments | Plant & Tools | 0.02 | day | 38.6399 | 0.7728 | Specific East African resource constant
6 | SUB-015 | AV/PA installation and commissioning | Subcontractor | 0.002 | item | 3091.1901 | 6.1824 | Verify local quotation / authority charge
|  | Materials Total |  |  |  |  | 211.1669
|  | Labour Total |  |  |  |  | 2.3184
|  | Plant & Subcontract Total |  |  |  |  | 6.9552
|  | Direct Resource Cost |  |  |  |  | 220.4405
|  | Transport / Carriage | 5% of materials |  |  |  | 10.5583 | Adjust for haul distance
|  | Small Tools, Water & Sundries | 2.5% of labour + plant |  |  |  | 0.23184 | Traditional allowance
|  | PRIME COST |  |  |  |  | 231.2307
|  | Contractor Overheads | 10% |  |  |  | 23.1231 | Editable allowance
|  | Contractor Profit | 10% |  |  |  | 25.4354 | Editable allowance
|  | RATE PER BOQ UNIT | m² |  |  |  | 279.7891 | Excluding VAT
Note | Quantities are standard estimating constants and must be adjusted for specification, method, location and supplier quotations.
DETAILED RATE ANALYSIS — EAST AFRICAN QS FORMAT
Module / Ref | MODULE 1 | 9.06 | [5 empty] | MODULE 1¦9.06
BOQ Item | Provide waterproofing membrane to buried or retaining-wall faces
Unit | m² | Pricing basis | Nairobi, Kenya — Sep 2026 | Currency | USD | VAT | Excluded
No. | Code | Resource Description | Category | Qty / BOQ Unit | Resource Unit | Rate (USD) | Amount (USD) | Remarks
1 | MAT-024 | Waterproof membrane | Material | 1.1 | m² | 6.8972 | 7.5869 | East African productivity / consumption constant
2 | MAT-002 | Ancillary fittings, supports, fixings and connection materials | Material | 0.03 | item | 40.5719 | 1.2172 | East African productivity / consumption constant
3 | LAB-003 | Skilled labourer | Labour | 0.3 | hr | 1.1592 | 0.34776 | East African productivity / consumption constant
4 | LAB-002 | General labourer | Labour | 0.2 | hr | 0.7728 | 0.15456 | East African productivity / consumption constant
5 | PLT-016 | Small tools & consumables (allowance) | Plant & Tools | 0.05 | hr | 0.5796 | 0.02898 | East African productivity / consumption constant
6 | SUB-001 | Testing / commissioning allowance | Subcontractor | 0 | item | 193.1994 | 0 | Verify supplier/subcontract quotation
|  | Materials Total |  |  |  |  | 8.8041
|  | Labour Total |  |  |  |  | 0.50232
|  | Plant & Subcontract Total |  |  |  |  | 0.02898
|  | Direct Resource Cost |  |  |  |  | 9.3354
|  | Transport / Carriage | 5% of materials |  |  |  | 0.4402 | Adjust for haul distance
|  | Small Tools, Water & Sundries | 2.5% of labour + plant |  |  |  | 0.013282 | Traditional allowance
|  | PRIME COST |  |  |  |  | 9.7889
|  | Contractor Overheads | 10% |  |  |  | 0.97889 | Editable allowance
|  | Contractor Profit | 10% |  |  |  | 1.0768 | Editable allowance
|  | RATE PER BOQ UNIT | m² |  |  |  | 11.8445 | Excluding VAT
Note | Quantities are standard estimating constants and must be adjusted for specification, method, location and supplier quotations.
DETAILED RATE ANALYSIS — EAST AFRICAN QS FORMAT
Module / Ref | MODULE 1 | 9.07 | [5 empty] | MODULE 1¦9.07
BOQ Item | Provide protection board over the complete waterproofed wall face
Unit | m² | Pricing basis | Nairobi, Kenya — Sep 2026 | Currency | USD | VAT | Excluded
No. | Code | Resource Description | Category | Qty / BOQ Unit | Resource Unit | Rate (USD) | Amount (USD) | Remarks
1 | MAT-024 | Waterproof membrane | Material | 1.1 | m² | 6.8972 | 7.5869 | East African productivity / consumption constant
2 | MAT-002 | Ancillary fittings, supports, fixings and connection materials | Material | 0.03 | item | 40.5719 | 1.2172 | East African productivity / consumption constant
3 | LAB-003 | Skilled labourer | Labour | 0.3 | hr | 1.1592 | 0.34776 | East African productivity / consumption constant
4 | LAB-002 | General labourer | Labour | 0.2 | hr | 0.7728 | 0.15456 | East African productivity / consumption constant
5 | PLT-016 | Small tools & consumables (allowance) | Plant & Tools | 0.05 | hr | 0.5796 | 0.02898 | East African productivity / consumption constant
6 | SUB-001 | Testing / commissioning allowance | Subcontractor | 0 | item | 193.1994 | 0 | Verify supplier/subcontract quotation
|  | Materials Total |  |  |  |  | 8.8041
|  | Labour Total |  |  |  |  | 0.50232
|  | Plant & Subcontract Total |  |  |  |  | 0.02898
|  | Direct Resource Cost |  |  |  |  | 9.3354
|  | Transport / Carriage | 5% of materials |  |  |  | 0.4402 | Adjust for haul distance
|  | Small Tools, Water & Sundries | 2.5% of labour + plant |  |  |  | 0.013282 | Traditional allowance
|  | PRIME COST |  |  |  |  | 9.7889
|  | Contractor Overheads | 10% |  |  |  | 0.97889 | Editable allowance
|  | Contractor Profit | 10% |  |  |  | 1.0768 | Editable allowance
|  | RATE PER BOQ UNIT | m² |  |  |  | 11.8445 | Excluding VAT
Note | Quantities are standard estimating constants and must be adjusted for specification, method, location and supplier quotations.
DETAILED RATE ANALYSIS — EAST AFRICAN QS FORMAT
Module / Ref | MODULE 1 | 9.08 | [5 empty] | MODULE 1¦9.08
BOQ Item | Provide drainage membrane over the complete waterproofed retaining-wall face
Unit | m² | Pricing basis | Nairobi, Kenya — Sep 2026 | Currency | USD | VAT | Excluded
No. | Code | Resource Description | Category | Qty / BOQ Unit | Resource Unit | Rate (USD) | Amount (USD) | Remarks
1 | MAT-024 | Waterproof membrane | Material | 1.1 | m² | 6.8972 | 7.5869 | East African productivity / consumption constant
2 | MAT-002 | Ancillary fittings, supports, fixings and connection materials | Material | 0.03 | item | 40.5719 | 1.2172 | East African productivity / consumption constant
3 | LAB-003 | Skilled labourer | Labour | 0.3 | hr | 1.1592 | 0.34776 | East African productivity / consumption constant
4 | LAB-002 | General labourer | Labour | 0.2 | hr | 0.7728 | 0.15456 | East African productivity / consumption constant
5 | PLT-016 | Small tools & consumables (allowance) | Plant & Tools | 0.05 | hr | 0.5796 | 0.02898 | East African productivity / consumption constant
6 | SUB-001 | Testing / commissioning allowance | Subcontractor | 0 | item | 193.1994 | 0 | Verify supplier/subcontract quotation
|  | Materials Total |  |  |  |  | 8.8041
|  | Labour Total |  |  |  |  | 0.50232
|  | Plant & Subcontract Total |  |  |  |  | 0.02898
|  | Direct Resource Cost |  |  |  |  | 9.3354
|  | Transport / Carriage | 5% of materials |  |  |  | 0.4402 | Adjust for haul distance
|  | Small Tools, Water & Sundries | 2.5% of labour + plant |  |  |  | 0.013282 | Traditional allowance
|  | PRIME COST |  |  |  |  | 9.7889
|  | Contractor Overheads | 10% |  |  |  | 0.97889 | Editable allowance
|  | Contractor Profit | 10% |  |  |  | 1.0768 | Editable allowance
|  | RATE PER BOQ UNIT | m² |  |  |  | 11.8445 | Excluding VAT
Note | Quantities are standard estimating constants and must be adjusted for specification, method, location and supplier quotations.
DETAILED RATE ANALYSIS — EAST AFRICAN QS FORMAT
Module / Ref | MODULE 1 | 9.09 | [5 empty] | MODULE 1¦9.09
BOQ Item | Provide PVC or hydrophilic waterbars at wall construction joints and kickers
Unit | m | Pricing basis | Nairobi, Kenya — Sep 2026 | Currency | USD | VAT | Excluded
No. | Code | Resource Description | Category | Qty / BOQ Unit | Resource Unit | Rate (USD) | Amount (USD) | Remarks
1 | MAT-002 | Ancillary fittings, supports, fixings and connection materials | Material | 0.05 | item | 40.5719 | 2.0286 | East African productivity / consumption constant
2 | MAT-001 | Specified item / equipment (compliance / BIM item) | Material | 0.01 | item | 405.7187 | 4.0572 | Verify supplier/subcontract quotation
3 | LAB-003 | Skilled labourer | Labour | 0.25 | hr | 1.1592 | 0.2898 | East African productivity / consumption constant
4 | LAB-002 | General labourer | Labour | 0.12 | hr | 0.7728 | 0.092736 | East African productivity / consumption constant
5 | PLT-016 | Small tools & consumables (allowance) | Plant & Tools | 0.05 | hr | 0.5796 | 0.02898 | East African productivity / consumption constant
6 | SUB-001 | Testing / commissioning allowance | Subcontractor | 0 | item | 193.1994 | 0 | Verify supplier/subcontract quotation
|  | Materials Total |  |  |  |  | 6.0858
|  | Labour Total |  |  |  |  | 0.38253
|  | Plant & Subcontract Total |  |  |  |  | 0.02898
|  | Direct Resource Cost |  |  |  |  | 6.4973
|  | Transport / Carriage | 5% of materials |  |  |  | 0.30429 | Adjust for haul distance
|  | Small Tools, Water & Sundries | 2.5% of labour + plant |  |  |  | 0.010288 | Traditional allowance
|  | PRIME COST |  |  |  |  | 6.8119
|  | Contractor Overheads | 10% |  |  |  | 0.68119 | Editable allowance
|  | Contractor Profit | 10% |  |  |  | 0.74931 | Editable allowance
|  | RATE PER BOQ UNIT | m |  |  |  | 8.2424 | Excluding VAT
Note | Quantities are standard estimating constants and must be adjusted for specification, method, location and supplier quotations.
DETAILED RATE ANALYSIS — EAST AFRICAN QS FORMAT
Module / Ref | MODULE 1 | 9.1 | [5 empty] | MODULE 1¦9.1
BOQ Item | Form and seal horizontal and vertical construction joints
Unit | m | Pricing basis | Nairobi, Kenya — Sep 2026 | Currency | USD | VAT | Excluded
No. | Code | Resource Description | Category | Qty / BOQ Unit | Resource Unit | Rate (USD) | Amount (USD) | Remarks
1 | MAT-002 | Ancillary fittings, supports, fixings and connection materials | Material | 0.05 | item | 40.5719 | 2.0286 | East African productivity / consumption constant
2 | MAT-001 | Specified item / equipment (compliance / BIM item) | Material | 0.01 | item | 405.7187 | 4.0572 | Verify supplier/subcontract quotation
3 | LAB-003 | Skilled labourer | Labour | 0.25 | hr | 1.1592 | 0.2898 | East African productivity / consumption constant
4 | LAB-002 | General labourer | Labour | 0.12 | hr | 0.7728 | 0.092736 | East African productivity / consumption constant
5 | PLT-016 | Small tools & consumables (allowance) | Plant & Tools | 0.05 | hr | 0.5796 | 0.02898 | East African productivity / consumption constant
6 | SUB-001 | Testing / commissioning allowance | Subcontractor | 0 | item | 193.1994 | 0 | Verify supplier/subcontract quotation
|  | Materials Total |  |  |  |  | 6.0858
|  | Labour Total |  |  |  |  | 0.38253
|  | Plant & Subcontract Total |  |  |  |  | 0.02898
|  | Direct Resource Cost |  |  |  |  | 6.4973
|  | Transport / Carriage | 5% of materials |  |  |  | 0.30429 | Adjust for haul distance
|  | Small Tools, Water & Sundries | 2.5% of labour + plant |  |  |  | 0.010288 | Traditional allowance
|  | PRIME COST |  |  |  |  | 6.8119
|  | Contractor Overheads | 10% |  |  |  | 0.68119 | Editable allowance
|  | Contractor Profit | 10% |  |  |  | 0.74931 | Editable allowance
|  | RATE PER BOQ UNIT | m |  |  |  | 8.2424 | Excluding VAT
Note | Quantities are standard estimating constants and must be adjusted for specification, method, location and supplier quotations.
DETAILED RATE ANALYSIS — EAST AFRICAN QS FORMAT
Module / Ref | MODULE 1 | 9.11 | [5 empty] | MODULE 1¦9.11
BOQ Item | Form and seal movement or isolation joints
Unit | m | Pricing basis | Nairobi, Kenya — Sep 2026 | Currency | USD | VAT | Excluded
No. | Code | Resource Description | Category | Qty / BOQ Unit | Resource Unit | Rate (USD) | Amount (USD) | Remarks
1 | MAT-002 | Ancillary fittings, supports, fixings and connection materials | Material | 0.05 | item | 40.5719 | 2.0286 | East African productivity / consumption constant
2 | MAT-001 | Specified item / equipment (compliance / BIM item) | Material | 0.01 | item | 405.7187 | 4.0572 | Verify supplier/subcontract quotation
3 | LAB-003 | Skilled labourer | Labour | 0.25 | hr | 1.1592 | 0.2898 | East African productivity / consumption constant
4 | LAB-002 | General labourer | Labour | 0.12 | hr | 0.7728 | 0.092736 | East African productivity / consumption constant
5 | PLT-016 | Small tools & consumables (allowance) | Plant & Tools | 0.05 | hr | 0.5796 | 0.02898 | East African productivity / consumption constant
6 | SUB-001 | Testing / commissioning allowance | Subcontractor | 0 | item | 193.1994 | 0 | Verify supplier/subcontract quotation
|  | Materials Total |  |  |  |  | 6.0858
|  | Labour Total |  |  |  |  | 0.38253
|  | Plant & Subcontract Total |  |  |  |  | 0.02898
|  | Direct Resource Cost |  |  |  |  | 6.4973
|  | Transport / Carriage | 5% of materials |  |  |  | 0.30429 | Adjust for haul distance
|  | Small Tools, Water & Sundries | 2.5% of labour + plant |  |  |  | 0.010288 | Traditional allowance
|  | PRIME COST |  |  |  |  | 6.8119
|  | Contractor Overheads | 10% |  |  |  | 0.68119 | Editable allowance
|  | Contractor Profit | 10% |  |  |  | 0.74931 | Editable allowance
|  | RATE PER BOQ UNIT | m |  |  |  | 8.2424 | Excluding VAT
Note | Quantities are standard estimating constants and must be adjusted for specification, method, location and supplier quotations.
DETAILED RATE ANALYSIS — EAST AFRICAN QS FORMAT
Module / Ref | MODULE 1 | 9.12 | [5 empty] | MODULE 1¦9.12
BOQ Item | Form service openings, box-outs, sleeves and recesses in concrete walls
Unit | nr | Pricing basis | Nairobi, Kenya — Sep 2026 | Currency | USD | VAT | Excluded
No. | Code | Resource Description | Category | Qty / BOQ Unit | Resource Unit | Rate (USD) | Amount (USD) | Remarks
1 | MAT-114 | Holding-down bolt / cast-in fixing | Material | 1 | nr | 28.4003 | 28.4003 | Discipline-specific East African resource allowance
2 | MAT-009 | Reinforcement steel bar (rebar) | Material | 0.05 | tonne | 1176.5842 | 58.8292 | Discipline-specific East African resource allowance
3 | LAB-006 | Steel fixer | Labour | 2 | hr | 1.5456 | 3.0912 | Discipline-specific East African resource allowance
4 | LAB-002 | General labourer | Labour | 1 | hr | 0.7728 | 0.7728 | Discipline-specific East African resource allowance
5 | PLT-017 | Welding set | Plant & Tools | 0.02 | day | 46.3679 | 0.92736 | Discipline-specific East African resource allowance
6 | SUB-003 | Structural steel erection | Subcontractor | 0.002 | tonne | 270.4791 | 0.54096 | Discipline provisional allowance — verify quotation
|  | Materials Total |  |  |  |  | 87.2295
|  | Labour Total |  |  |  |  | 3.864
|  | Plant & Subcontract Total |  |  |  |  | 1.4683
|  | Direct Resource Cost |  |  |  |  | 92.5618
|  | Transport / Carriage | 5% of materials |  |  |  | 4.3615 | Adjust for haul distance
|  | Small Tools, Water & Sundries | 2.5% of labour + plant |  |  |  | 0.13331 | Traditional allowance
|  | PRIME COST |  |  |  |  | 97.0566
|  | Contractor Overheads | 10% |  |  |  | 9.7057 | Editable allowance
|  | Contractor Profit | 10% |  |  |  | 10.6762 | Editable allowance
|  | RATE PER BOQ UNIT | nr |  |  |  | 117.4385 | Excluding VAT
Note | Quantities are standard estimating constants and must be adjusted for specification, method, location and supplier quotations.
DETAILED RATE ANALYSIS — EAST AFRICAN QS FORMAT
Module / Ref | MODULE 1 | 9.13 | [5 empty] | MODULE 1¦9.13
BOQ Item | Supply and install proprietary cast-in channels
Unit | m | Pricing basis | Nairobi, Kenya — Sep 2026 | Currency | USD | VAT | Excluded
No. | Code | Resource Description | Category | Qty / BOQ Unit | Resource Unit | Rate (USD) | Amount (USD) | Remarks
1 | MAT-002 | Ancillary fittings, supports, fixings and connection materials | Material | 0.05 | item | 40.5719 | 2.0286 | East African productivity / consumption constant
2 | MAT-001 | Specified item / equipment (compliance / BIM item) | Material | 0.01 | item | 405.7187 | 4.0572 | Verify supplier/subcontract quotation
3 | LAB-003 | Skilled labourer | Labour | 0.25 | hr | 1.1592 | 0.2898 | East African productivity / consumption constant
4 | LAB-002 | General labourer | Labour | 0.12 | hr | 0.7728 | 0.092736 | East African productivity / consumption constant
5 | PLT-016 | Small tools & consumables (allowance) | Plant & Tools | 0.05 | hr | 0.5796 | 0.02898 | East African productivity / consumption constant
6 | SUB-001 | Testing / commissioning allowance | Subcontractor | 0 | item | 193.1994 | 0 | Verify supplier/subcontract quotation
|  | Materials Total |  |  |  |  | 6.0858
|  | Labour Total |  |  |  |  | 0.38253
|  | Plant & Subcontract Total |  |  |  |  | 0.02898
|  | Direct Resource Cost |  |  |  |  | 6.4973
|  | Transport / Carriage | 5% of materials |  |  |  | 0.30429 | Adjust for haul distance
|  | Small Tools, Water & Sundries | 2.5% of labour + plant |  |  |  | 0.010288 | Traditional allowance
|  | PRIME COST |  |  |  |  | 6.8119
|  | Contractor Overheads | 10% |  |  |  | 0.68119 | Editable allowance
|  | Contractor Profit | 10% |  |  |  | 0.74931 | Editable allowance
|  | RATE PER BOQ UNIT | m |  |  |  | 8.2424 | Excluding VAT
Note | Quantities are standard estimating constants and must be adjusted for specification, method, location and supplier quotations.
DETAILED RATE ANALYSIS — EAST AFRICAN QS FORMAT
Module / Ref | MODULE 1 | 9.14 | [5 empty] | MODULE 1¦9.14
BOQ Item | Supply and install individual embedded plates, anchors and sockets
Unit | nr | Pricing basis | Nairobi, Kenya — Sep 2026 | Currency | USD | VAT | Excluded
No. | Code | Resource Description | Category | Qty / BOQ Unit | Resource Unit | Rate (USD) | Amount (USD) | Remarks
1 | MAT-114 | Holding-down bolt / cast-in fixing | Material | 1 | nr | 28.4003 | 28.4003 | Specific East African resource constant
2 | MAT-002 | Ancillary fittings, supports, fixings and connection materials | Material | 0.03 | item | 40.5719 | 1.2172 | Specific East African resource constant
3 | LAB-006 | Steel fixer | Labour | 1 | hr | 1.5456 | 1.5456 | Specific East African resource constant
4 | LAB-002 | General labourer | Labour | 0.5 | hr | 0.7728 | 0.3864 | Specific East African resource constant
5 | PLT-017 | Welding set | Plant & Tools | 0.02 | day | 46.3679 | 0.92736 | Specific East African resource constant
6 | SUB-001 | Testing / commissioning allowance | Subcontractor | 0 | item | 193.1994 | 0 | Verify local quotation / authority charge
|  | Materials Total |  |  |  |  | 29.6175
|  | Labour Total |  |  |  |  | 1.932
|  | Plant & Subcontract Total |  |  |  |  | 0.92736
|  | Direct Resource Cost |  |  |  |  | 32.4768
|  | Transport / Carriage | 5% of materials |  |  |  | 1.4809 | Adjust for haul distance
|  | Small Tools, Water & Sundries | 2.5% of labour + plant |  |  |  | 0.071484 | Traditional allowance
|  | PRIME COST |  |  |  |  | 34.0292
|  | Contractor Overheads | 10% |  |  |  | 3.4029 | Editable allowance
|  | Contractor Profit | 10% |  |  |  | 3.7432 | Editable allowance
|  | RATE PER BOQ UNIT | nr |  |  |  | 41.1753 | Excluding VAT
Note | Quantities are standard estimating constants and must be adjusted for specification, method, location and supplier quotations.
DETAILED RATE ANALYSIS — EAST AFRICAN QS FORMAT
Module / Ref | MODULE 1 | 9.15 | [5 empty] | MODULE 1¦9.15
BOQ Item | Apply fair-faced finish to the complete exposed formed wall face
Unit | m² | Pricing basis | Nairobi, Kenya — Sep 2026 | Currency | USD | VAT | Excluded
No. | Code | Resource Description | Category | Qty / BOQ Unit | Resource Unit | Rate (USD) | Amount (USD) | Remarks
1 | MAT-002 | Ancillary fittings, supports, fixings and connection materials | Material | 0.12 | item | 40.5719 | 4.8686 | East African productivity / consumption constant
2 | MAT-001 | Specified item / equipment (compliance / BIM item) | Material | 0.02 | item | 405.7187 | 8.1144 | Verify supplier/subcontract quotation
3 | LAB-003 | Skilled labourer | Labour | 0.5 | hr | 1.1592 | 0.5796 | East African productivity / consumption constant
4 | LAB-002 | General labourer | Labour | 0.25 | hr | 0.7728 | 0.1932 | East African productivity / consumption constant
5 | PLT-016 | Small tools & consumables (allowance) | Plant & Tools | 0.08 | hr | 0.5796 | 0.046368 | East African productivity / consumption constant
6 | SUB-001 | Testing / commissioning allowance | Subcontractor | 0 | item | 193.1994 | 0 | Verify supplier/subcontract quotation
|  | Materials Total |  |  |  |  | 12.983
|  | Labour Total |  |  |  |  | 0.7728
|  | Plant & Subcontract Total |  |  |  |  | 0.046368
|  | Direct Resource Cost |  |  |  |  | 13.8022
|  | Transport / Carriage | 5% of materials |  |  |  | 0.64915 | Adjust for haul distance
|  | Small Tools, Water & Sundries | 2.5% of labour + plant |  |  |  | 0.020479 | Traditional allowance
|  | PRIME COST |  |  |  |  | 14.4718
|  | Contractor Overheads | 10% |  |  |  | 1.4472 | Editable allowance
|  | Contractor Profit | 10% |  |  |  | 1.5919 | Editable allowance
|  | RATE PER BOQ UNIT | m² |  |  |  | 17.5109 | Excluding VAT
Note | Quantities are standard estimating constants and must be adjusted for specification, method, location and supplier quotations.
DETAILED RATE ANALYSIS — EAST AFRICAN QS FORMAT
Module / Ref | MODULE 1 | 9.16 | [5 empty] | MODULE 1¦9.16
BOQ Item | Apply clear sealer to the complete fair-faced wall surface
Unit | m² | Pricing basis | Nairobi, Kenya — Sep 2026 | Currency | USD | VAT | Excluded
No. | Code | Resource Description | Category | Qty / BOQ Unit | Resource Unit | Rate (USD) | Amount (USD) | Remarks
1 | MAT-018 | Emulsion paint | Material | 0.22 | litre | 5.2743 | 1.1604 | East African productivity / consumption constant
2 | MAT-002 | Ancillary fittings, supports, fixings and connection materials | Material | 0.015 | item | 40.5719 | 0.60858 | East African productivity / consumption constant
3 | LAB-009 | Painter & decorator | Labour | 0.4 | hr | 1.3524 | 0.54096 | East African productivity / consumption constant
4 | LAB-002 | General labourer | Labour | 0.1 | hr | 0.7728 | 0.07728 | East African productivity / consumption constant
5 | PLT-016 | Small tools & consumables (allowance) | Plant & Tools | 0.05 | hr | 0.5796 | 0.02898 | East African productivity / consumption constant
6 | SUB-001 | Testing / commissioning allowance | Subcontractor | 0 | item | 193.1994 | 0 | Verify supplier/subcontract quotation
|  | Materials Total |  |  |  |  | 1.7689
|  | Labour Total |  |  |  |  | 0.61824
|  | Plant & Subcontract Total |  |  |  |  | 0.02898
|  | Direct Resource Cost |  |  |  |  | 2.4162
|  | Transport / Carriage | 5% of materials |  |  |  | 0.088447 | Adjust for haul distance
|  | Small Tools, Water & Sundries | 2.5% of labour + plant |  |  |  | 0.01618 | Traditional allowance
|  | PRIME COST |  |  |  |  | 2.5208
|  | Contractor Overheads | 10% |  |  |  | 0.25208 | Editable allowance
|  | Contractor Profit | 10% |  |  |  | 0.27729 | Editable allowance
|  | RATE PER BOQ UNIT | m² |  |  |  | 3.0501 | Excluding VAT
Note | Quantities are standard estimating constants and must be adjusted for specification, method, location and supplier quotations.
DETAILED RATE ANALYSIS — EAST AFRICAN QS FORMAT
Module / Ref | MODULE 1 | 10.01 | [5 empty] | MODULE 1¦10.01
BOQ Item | Supply, cut, bend and fix beam reinforcement, including main bars, links, hangers and accessories
Unit | t | Pricing basis | Nairobi, Kenya — Sep 2026 | Currency | USD | VAT | Excluded
No. | Code | Resource Description | Category | Qty / BOQ Unit | Resource Unit | Rate (USD) | Amount (USD) | Remarks
1 | MAT-009 | Reinforcement steel bar (rebar) | Material | 1.05 | tonne | 1176.5842 | 1235.4134 | East African productivity / consumption constant
2 | MAT-002 | Ancillary fittings, supports, fixings and connection materials | Material | 0.08 | item | 40.5719 | 3.2457 | East African productivity / consumption constant
3 | LAB-006 | Steel fixer | Labour | 20 | hr | 1.5456 | 30.9119 | East African productivity / consumption constant
4 | LAB-002 | General labourer | Labour | 10 | hr | 0.7728 | 7.728 | East African productivity / consumption constant
5 | PLT-007 | Mobile crane, 25t | Plant & Tools | 0.05 | day | 1062.5966 | 53.1298 | East African productivity / consumption constant
6 | PLT-016 | Small tools & consumables (allowance) | Plant & Tools | 2 | hr | 0.5796 | 1.1592 | East African productivity / consumption constant
|  | Materials Total |  |  |  |  | 1238.6592
|  | Labour Total |  |  |  |  | 38.6399
|  | Plant & Subcontract Total |  |  |  |  | 54.289
|  | Direct Resource Cost |  |  |  |  | 1331.5881
|  | Transport / Carriage | 5% of materials |  |  |  | 61.933 | Adjust for haul distance
|  | Small Tools, Water & Sundries | 2.5% of labour + plant |  |  |  | 2.3232 | Traditional allowance
|  | PRIME COST |  |  |  |  | 1395.8443
|  | Contractor Overheads | 10% |  |  |  | 139.5844 | Editable allowance
|  | Contractor Profit | 10% |  |  |  | 153.5429 | Editable allowance
|  | RATE PER BOQ UNIT | t |  |  |  | 1688.9716 | Excluding VAT
Note | Quantities are standard estimating constants and must be adjusted for specification, method, location and supplier quotations.
DETAILED RATE ANALYSIS — EAST AFRICAN QS FORMAT
Module / Ref | MODULE 1 | 10.02 | [5 empty] | MODULE 1¦10.02
BOQ Item | Supply, place, compact and cure reinforced concrete beams
Unit | m³ | Pricing basis | Nairobi, Kenya — Sep 2026 | Currency | USD | VAT | Excluded
No. | Code | Resource Description | Category | Qty / BOQ Unit | Resource Unit | Rate (USD) | Amount (USD) | Remarks
1 | MAT-008 | Ready-mix concrete, C32/40 | Material | 1.03 | m³ | 129.83 | 133.7249 | East African productivity / consumption constant
2 | MAT-002 | Ancillary fittings, supports, fixings and connection materials | Material | 0.03 | item | 40.5719 | 1.2172 | East African productivity / consumption constant
3 | LAB-007 | Concreter | Labour | 1.5 | hr | 1.3524 | 2.0286 | East African productivity / consumption constant
4 | LAB-002 | General labourer | Labour | 1.5 | hr | 0.7728 | 1.1592 | East African productivity / consumption constant
5 | PLT-003 | Poker vibrator | Plant & Tools | 0.1 | day | 23.1839 | 2.3184 | East African productivity / consumption constant
6 | PLT-012 | Concrete pump | Plant & Tools | 0.03 | day | 502.3184 | 15.0696 | East African productivity / consumption constant
|  | Materials Total |  |  |  |  | 134.942
|  | Labour Total |  |  |  |  | 3.1878
|  | Plant & Subcontract Total |  |  |  |  | 17.3879
|  | Direct Resource Cost |  |  |  |  | 155.5178
|  | Transport / Carriage | 5% of materials |  |  |  | 6.7471 | Adjust for haul distance
|  | Small Tools, Water & Sundries | 2.5% of labour + plant |  |  |  | 0.51439 | Traditional allowance
|  | PRIME COST |  |  |  |  | 162.7793
|  | Contractor Overheads | 10% |  |  |  | 16.2779 | Editable allowance
|  | Contractor Profit | 10% |  |  |  | 17.9057 | Editable allowance
|  | RATE PER BOQ UNIT | m³ |  |  |  | 196.9629 | Excluding VAT
Note | Quantities are standard estimating constants and must be adjusted for specification, method, location and supplier quotations.
DETAILED RATE ANALYSIS — EAST AFRICAN QS FORMAT
Module / Ref | MODULE 1 | 10.03 | [5 empty] | MODULE 1¦10.03
BOQ Item | Supply, place, compact and cure reinforced concrete ground beams
Unit | m³ | Pricing basis | Nairobi, Kenya — Sep 2026 | Currency | USD | VAT | Excluded
No. | Code | Resource Description | Category | Qty / BOQ Unit | Resource Unit | Rate (USD) | Amount (USD) | Remarks
1 | MAT-008 | Ready-mix concrete, C32/40 | Material | 1.03 | m³ | 129.83 | 133.7249 | East African productivity / consumption constant
2 | MAT-002 | Ancillary fittings, supports, fixings and connection materials | Material | 0.03 | item | 40.5719 | 1.2172 | East African productivity / consumption constant
3 | LAB-007 | Concreter | Labour | 1.5 | hr | 1.3524 | 2.0286 | East African productivity / consumption constant
4 | LAB-002 | General labourer | Labour | 1.5 | hr | 0.7728 | 1.1592 | East African productivity / consumption constant
5 | PLT-003 | Poker vibrator | Plant & Tools | 0.1 | day | 23.1839 | 2.3184 | East African productivity / consumption constant
6 | PLT-012 | Concrete pump | Plant & Tools | 0.03 | day | 502.3184 | 15.0696 | East African productivity / consumption constant
|  | Materials Total |  |  |  |  | 134.942
|  | Labour Total |  |  |  |  | 3.1878
|  | Plant & Subcontract Total |  |  |  |  | 17.3879
|  | Direct Resource Cost |  |  |  |  | 155.5178
|  | Transport / Carriage | 5% of materials |  |  |  | 6.7471 | Adjust for haul distance
|  | Small Tools, Water & Sundries | 2.5% of labour + plant |  |  |  | 0.51439 | Traditional allowance
|  | PRIME COST |  |  |  |  | 162.7793
|  | Contractor Overheads | 10% |  |  |  | 16.2779 | Editable allowance
|  | Contractor Profit | 10% |  |  |  | 17.9057 | Editable allowance
|  | RATE PER BOQ UNIT | m³ |  |  |  | 196.9629 | Excluding VAT
Note | Quantities are standard estimating constants and must be adjusted for specification, method, location and supplier quotations.
DETAILED RATE ANALYSIS — EAST AFRICAN QS FORMAT
Module / Ref | MODULE 1 | 10.04 | [5 empty] | MODULE 1¦10.04
BOQ Item | Provide formwork to vertical sides of beams
Unit | m² | Pricing basis | Nairobi, Kenya — Sep 2026 | Currency | USD | VAT | Excluded
No. | Code | Resource Description | Category | Qty / BOQ Unit | Resource Unit | Rate (USD) | Amount (USD) | Remarks
1 | MAT-015 | Plywood sheet, 18mm | Material | 0.35 | m² | 7.7087 | 2.698 | East African productivity / consumption constant
2 | MAT-014 | Timber, softwood | Material | 0.02 | m³ | 527.4343 | 10.5487 | East African productivity / consumption constant
3 | LAB-005 | Carpenter / joiner | Labour | 0.8 | hr | 1.7388 | 1.391 | East African productivity / consumption constant
4 | LAB-002 | General labourer | Labour | 0.5 | hr | 0.7728 | 0.3864 | East African productivity / consumption constant
5 | PLT-016 | Small tools & consumables (allowance) | Plant & Tools | 0.1 | hr | 0.5796 | 0.05796 | East African productivity / consumption constant
6 | MAT-002 | Ancillary fittings, supports, fixings and connection materials | Material | 0.03 | item | 40.5719 | 1.2172 | East African productivity / consumption constant
|  | Materials Total |  |  |  |  | 14.4639
|  | Labour Total |  |  |  |  | 1.7774
|  | Plant & Subcontract Total |  |  |  |  | 0.05796
|  | Direct Resource Cost |  |  |  |  | 16.2993
|  | Transport / Carriage | 5% of materials |  |  |  | 0.72319 | Adjust for haul distance
|  | Small Tools, Water & Sundries | 2.5% of labour + plant |  |  |  | 0.045885 | Traditional allowance
|  | PRIME COST |  |  |  |  | 17.0683
|  | Contractor Overheads | 10% |  |  |  | 1.7068 | Editable allowance
|  | Contractor Profit | 10% |  |  |  | 1.8775 | Editable allowance
|  | RATE PER BOQ UNIT | m² |  |  |  | 20.6527 | Excluding VAT
Note | Quantities are standard estimating constants and must be adjusted for specification, method, location and supplier quotations.
DETAILED RATE ANALYSIS — EAST AFRICAN QS FORMAT
Module / Ref | MODULE 1 | 10.05 | [5 empty] | MODULE 1¦10.05
BOQ Item | Provide formwork to beam soffits, including required support
Unit | m² | Pricing basis | Nairobi, Kenya — Sep 2026 | Currency | USD | VAT | Excluded
No. | Code | Resource Description | Category | Qty / BOQ Unit | Resource Unit | Rate (USD) | Amount (USD) | Remarks
1 | MAT-015 | Plywood sheet, 18mm | Material | 0.35 | m² | 7.7087 | 2.698 | East African productivity / consumption constant
2 | MAT-014 | Timber, softwood | Material | 0.02 | m³ | 527.4343 | 10.5487 | East African productivity / consumption constant
3 | LAB-005 | Carpenter / joiner | Labour | 0.8 | hr | 1.7388 | 1.391 | East African productivity / consumption constant
4 | LAB-002 | General labourer | Labour | 0.5 | hr | 0.7728 | 0.3864 | East African productivity / consumption constant
5 | PLT-016 | Small tools & consumables (allowance) | Plant & Tools | 0.1 | hr | 0.5796 | 0.05796 | East African productivity / consumption constant
6 | MAT-002 | Ancillary fittings, supports, fixings and connection materials | Material | 0.03 | item | 40.5719 | 1.2172 | East African productivity / consumption constant
|  | Materials Total |  |  |  |  | 14.4639
|  | Labour Total |  |  |  |  | 1.7774
|  | Plant & Subcontract Total |  |  |  |  | 0.05796
|  | Direct Resource Cost |  |  |  |  | 16.2993
|  | Transport / Carriage | 5% of materials |  |  |  | 0.72319 | Adjust for haul distance
|  | Small Tools, Water & Sundries | 2.5% of labour + plant |  |  |  | 0.045885 | Traditional allowance
|  | PRIME COST |  |  |  |  | 17.0683
|  | Contractor Overheads | 10% |  |  |  | 1.7068 | Editable allowance
|  | Contractor Profit | 10% |  |  |  | 1.8775 | Editable allowance
|  | RATE PER BOQ UNIT | m² |  |  |  | 20.6527 | Excluding VAT
Note | Quantities are standard estimating constants and must be adjusted for specification, method, location and supplier quotations.
DETAILED RATE ANALYSIS — EAST AFRICAN QS FORMAT
Module / Ref | MODULE 1 | 10.06 | [5 empty] | MODULE 1¦10.06
BOQ Item | Provide formwork to beam ends, steps, changes in section and attached features
Unit | m² | Pricing basis | Nairobi, Kenya — Sep 2026 | Currency | USD | VAT | Excluded
No. | Code | Resource Description | Category | Qty / BOQ Unit | Resource Unit | Rate (USD) | Amount (USD) | Remarks
1 | MAT-015 | Plywood sheet, 18mm | Material | 0.35 | m² | 7.7087 | 2.698 | East African productivity / consumption constant
2 | MAT-014 | Timber, softwood | Material | 0.02 | m³ | 527.4343 | 10.5487 | East African productivity / consumption constant
3 | LAB-005 | Carpenter / joiner | Labour | 0.8 | hr | 1.7388 | 1.391 | East African productivity / consumption constant
4 | LAB-002 | General labourer | Labour | 0.5 | hr | 0.7728 | 0.3864 | East African productivity / consumption constant
5 | PLT-016 | Small tools & consumables (allowance) | Plant & Tools | 0.1 | hr | 0.5796 | 0.05796 | East African productivity / consumption constant
6 | MAT-002 | Ancillary fittings, supports, fixings and connection materials | Material | 0.03 | item | 40.5719 | 1.2172 | East African productivity / consumption constant
|  | Materials Total |  |  |  |  | 14.4639
|  | Labour Total |  |  |  |  | 1.7774
|  | Plant & Subcontract Total |  |  |  |  | 0.05796
|  | Direct Resource Cost |  |  |  |  | 16.2993
|  | Transport / Carriage | 5% of materials |  |  |  | 0.72319 | Adjust for haul distance
|  | Small Tools, Water & Sundries | 2.5% of labour + plant |  |  |  | 0.045885 | Traditional allowance
|  | PRIME COST |  |  |  |  | 17.0683
|  | Contractor Overheads | 10% |  |  |  | 1.7068 | Editable allowance
|  | Contractor Profit | 10% |  |  |  | 1.8775 | Editable allowance
|  | RATE PER BOQ UNIT | m² |  |  |  | 20.6527 | Excluding VAT
Note | Quantities are standard estimating constants and must be adjusted for specification, method, location and supplier quotations.
DETAILED RATE ANALYSIS — EAST AFRICAN QS FORMAT
Module / Ref | MODULE 1 | 10.07 | [5 empty] | MODULE 1¦10.07
BOQ Item | Supply and install embedded plates, anchors, sockets and cast-in components
Unit | nr | Pricing basis | Nairobi, Kenya — Sep 2026 | Currency | USD | VAT | Excluded
No. | Code | Resource Description | Category | Qty / BOQ Unit | Resource Unit | Rate (USD) | Amount (USD) | Remarks
1 | MAT-114 | Holding-down bolt / cast-in fixing | Material | 1 | nr | 28.4003 | 28.4003 | Specific East African resource constant
2 | MAT-002 | Ancillary fittings, supports, fixings and connection materials | Material | 0.03 | item | 40.5719 | 1.2172 | Specific East African resource constant
3 | LAB-006 | Steel fixer | Labour | 1 | hr | 1.5456 | 1.5456 | Specific East African resource constant
4 | LAB-002 | General labourer | Labour | 0.5 | hr | 0.7728 | 0.3864 | Specific East African resource constant
5 | PLT-017 | Welding set | Plant & Tools | 0.02 | day | 46.3679 | 0.92736 | Specific East African resource constant
6 | SUB-001 | Testing / commissioning allowance | Subcontractor | 0 | item | 193.1994 | 0 | Verify local quotation / authority charge
|  | Materials Total |  |  |  |  | 29.6175
|  | Labour Total |  |  |  |  | 1.932
|  | Plant & Subcontract Total |  |  |  |  | 0.92736
|  | Direct Resource Cost |  |  |  |  | 32.4768
|  | Transport / Carriage | 5% of materials |  |  |  | 1.4809 | Adjust for haul distance
|  | Small Tools, Water & Sundries | 2.5% of labour + plant |  |  |  | 0.071484 | Traditional allowance
|  | PRIME COST |  |  |  |  | 34.0292
|  | Contractor Overheads | 10% |  |  |  | 3.4029 | Editable allowance
|  | Contractor Profit | 10% |  |  |  | 3.7432 | Editable allowance
|  | RATE PER BOQ UNIT | nr |  |  |  | 41.1753 | Excluding VAT
Note | Quantities are standard estimating constants and must be adjusted for specification, method, location and supplier quotations.
DETAILED RATE ANALYSIS — EAST AFRICAN QS FORMAT
Module / Ref | MODULE 1 | 10.08 | [5 empty] | MODULE 1¦10.08
BOQ Item | Supply and install elastomeric bearings, bearing pads or proprietary supports
Unit | nr | Pricing basis | Nairobi, Kenya — Sep 2026 | Currency | USD | VAT | Excluded
No. | Code | Resource Description | Category | Qty / BOQ Unit | Resource Unit | Rate (USD) | Amount (USD) | Remarks
1 | MAT-114 | Holding-down bolt / cast-in fixing | Material | 1 | nr | 28.4003 | 28.4003 | Discipline-specific East African resource allowance
2 | MAT-009 | Reinforcement steel bar (rebar) | Material | 0.05 | tonne | 1176.5842 | 58.8292 | Discipline-specific East African resource allowance
3 | LAB-006 | Steel fixer | Labour | 2 | hr | 1.5456 | 3.0912 | Discipline-specific East African resource allowance
4 | LAB-002 | General labourer | Labour | 1 | hr | 0.7728 | 0.7728 | Discipline-specific East African resource allowance
5 | PLT-017 | Welding set | Plant & Tools | 0.02 | day | 46.3679 | 0.92736 | Discipline-specific East African resource allowance
6 | SUB-003 | Structural steel erection | Subcontractor | 0.002 | tonne | 270.4791 | 0.54096 | Discipline provisional allowance — verify quotation
|  | Materials Total |  |  |  |  | 87.2295
|  | Labour Total |  |  |  |  | 3.864
|  | Plant & Subcontract Total |  |  |  |  | 1.4683
|  | Direct Resource Cost |  |  |  |  | 92.5618
|  | Transport / Carriage | 5% of materials |  |  |  | 4.3615 | Adjust for haul distance
|  | Small Tools, Water & Sundries | 2.5% of labour + plant |  |  |  | 0.13331 | Traditional allowance
|  | PRIME COST |  |  |  |  | 97.0566
|  | Contractor Overheads | 10% |  |  |  | 9.7057 | Editable allowance
|  | Contractor Profit | 10% |  |  |  | 10.6762 | Editable allowance
|  | RATE PER BOQ UNIT | nr |  |  |  | 117.4385 | Excluding VAT
Note | Quantities are standard estimating constants and must be adjusted for specification, method, location and supplier quotations.
DETAILED RATE ANALYSIS — EAST AFRICAN QS FORMAT
Module / Ref | MODULE 1 | 10.09 | [5 empty] | MODULE 1¦10.09
BOQ Item | Form and finish construction joints between separate beam pours
Unit | m | Pricing basis | Nairobi, Kenya — Sep 2026 | Currency | USD | VAT | Excluded
No. | Code | Resource Description | Category | Qty / BOQ Unit | Resource Unit | Rate (USD) | Amount (USD) | Remarks
1 | MAT-002 | Ancillary fittings, supports, fixings and connection materials | Material | 0.05 | item | 40.5719 | 2.0286 | East African productivity / consumption constant
2 | MAT-001 | Specified item / equipment (compliance / BIM item) | Material | 0.01 | item | 405.7187 | 4.0572 | Verify supplier/subcontract quotation
3 | LAB-003 | Skilled labourer | Labour | 0.25 | hr | 1.1592 | 0.2898 | East African productivity / consumption constant
4 | LAB-002 | General labourer | Labour | 0.12 | hr | 0.7728 | 0.092736 | East African productivity / consumption constant
5 | PLT-016 | Small tools & consumables (allowance) | Plant & Tools | 0.05 | hr | 0.5796 | 0.02898 | East African productivity / consumption constant
6 | SUB-001 | Testing / commissioning allowance | Subcontractor | 0 | item | 193.1994 | 0 | Verify supplier/subcontract quotation
|  | Materials Total |  |  |  |  | 6.0858
|  | Labour Total |  |  |  |  | 0.38253
|  | Plant & Subcontract Total |  |  |  |  | 0.02898
|  | Direct Resource Cost |  |  |  |  | 6.4973
|  | Transport / Carriage | 5% of materials |  |  |  | 0.30429 | Adjust for haul distance
|  | Small Tools, Water & Sundries | 2.5% of labour + plant |  |  |  | 0.010288 | Traditional allowance
|  | PRIME COST |  |  |  |  | 6.8119
|  | Contractor Overheads | 10% |  |  |  | 0.68119 | Editable allowance
|  | Contractor Profit | 10% |  |  |  | 0.74931 | Editable allowance
|  | RATE PER BOQ UNIT | m |  |  |  | 8.2424 | Excluding VAT
Note | Quantities are standard estimating constants and must be adjusted for specification, method, location and supplier quotations.
DETAILED RATE ANALYSIS — EAST AFRICAN QS FORMAT
Module / Ref | MODULE 1 | 10.1 | [5 empty] | MODULE 1¦10.1
BOQ Item | Apply fair-faced finish to the complete exposed beam soffit
Unit | m² | Pricing basis | Nairobi, Kenya — Sep 2026 | Currency | USD | VAT | Excluded
No. | Code | Resource Description | Category | Qty / BOQ Unit | Resource Unit | Rate (USD) | Amount (USD) | Remarks
1 | MAT-002 | Ancillary fittings, supports, fixings and connection materials | Material | 0.12 | item | 40.5719 | 4.8686 | East African productivity / consumption constant
2 | MAT-001 | Specified item / equipment (compliance / BIM item) | Material | 0.02 | item | 405.7187 | 8.1144 | Verify supplier/subcontract quotation
3 | LAB-003 | Skilled labourer | Labour | 0.5 | hr | 1.1592 | 0.5796 | East African productivity / consumption constant
4 | LAB-002 | General labourer | Labour | 0.25 | hr | 0.7728 | 0.1932 | East African productivity / consumption constant
5 | PLT-016 | Small tools & consumables (allowance) | Plant & Tools | 0.08 | hr | 0.5796 | 0.046368 | East African productivity / consumption constant
6 | SUB-001 | Testing / commissioning allowance | Subcontractor | 0 | item | 193.1994 | 0 | Verify supplier/subcontract quotation
|  | Materials Total |  |  |  |  | 12.983
|  | Labour Total |  |  |  |  | 0.7728
|  | Plant & Subcontract Total |  |  |  |  | 0.046368
|  | Direct Resource Cost |  |  |  |  | 13.8022
|  | Transport / Carriage | 5% of materials |  |  |  | 0.64915 | Adjust for haul distance
|  | Small Tools, Water & Sundries | 2.5% of labour + plant |  |  |  | 0.020479 | Traditional allowance
|  | PRIME COST |  |  |  |  | 14.4718
|  | Contractor Overheads | 10% |  |  |  | 1.4472 | Editable allowance
|  | Contractor Profit | 10% |  |  |  | 1.5919 | Editable allowance
|  | RATE PER BOQ UNIT | m² |  |  |  | 17.5109 | Excluding VAT
Note | Quantities are standard estimating constants and must be adjusted for specification, method, location and supplier quotations.
DETAILED RATE ANALYSIS — EAST AFRICAN QS FORMAT
Module / Ref | MODULE 1 | 10.11 | [5 empty] | MODULE 1¦10.11
BOQ Item | Apply clear sealer to the complete fair-faced beam soffit
Unit | m² | Pricing basis | Nairobi, Kenya — Sep 2026 | Currency | USD | VAT | Excluded
No. | Code | Resource Description | Category | Qty / BOQ Unit | Resource Unit | Rate (USD) | Amount (USD) | Remarks
1 | MAT-018 | Emulsion paint | Material | 0.22 | litre | 5.2743 | 1.1604 | East African productivity / consumption constant
2 | MAT-002 | Ancillary fittings, supports, fixings and connection materials | Material | 0.015 | item | 40.5719 | 0.60858 | East African productivity / consumption constant
3 | LAB-009 | Painter & decorator | Labour | 0.4 | hr | 1.3524 | 0.54096 | East African productivity / consumption constant
4 | LAB-002 | General labourer | Labour | 0.1 | hr | 0.7728 | 0.07728 | East African productivity / consumption constant
5 | PLT-016 | Small tools & consumables (allowance) | Plant & Tools | 0.05 | hr | 0.5796 | 0.02898 | East African productivity / consumption constant
6 | SUB-001 | Testing / commissioning allowance | Subcontractor | 0 | item | 193.1994 | 0 | Verify supplier/subcontract quotation
|  | Materials Total |  |  |  |  | 1.7689
|  | Labour Total |  |  |  |  | 0.61824
|  | Plant & Subcontract Total |  |  |  |  | 0.02898
|  | Direct Resource Cost |  |  |  |  | 2.4162
|  | Transport / Carriage | 5% of materials |  |  |  | 0.088447 | Adjust for haul distance
|  | Small Tools, Water & Sundries | 2.5% of labour + plant |  |  |  | 0.01618 | Traditional allowance
|  | PRIME COST |  |  |  |  | 2.5208
|  | Contractor Overheads | 10% |  |  |  | 0.25208 | Editable allowance
|  | Contractor Profit | 10% |  |  |  | 0.27729 | Editable allowance
|  | RATE PER BOQ UNIT | m² |  |  |  | 3.0501 | Excluding VAT
Note | Quantities are standard estimating constants and must be adjusted for specification, method, location and supplier quotations.
DETAILED RATE ANALYSIS — EAST AFRICAN QS FORMAT
Module / Ref | MODULE 1 | 11.01 | [5 empty] | MODULE 1¦11.01
BOQ Item | Supply, place and compact hardcore or structural fill beneath ground-bearing slabs
Unit | m³ | Pricing basis | Nairobi, Kenya — Sep 2026 | Currency | USD | VAT | Excluded
No. | Code | Resource Description | Category | Qty / BOQ Unit | Resource Unit | Rate (USD) | Amount (USD) | Remarks
1 | MAT-029 | Hardcore / murram fill | Material | 1.1 | m³ | 18.3617 | 20.1978 | East African productivity / consumption constant
2 | MAT-006 | Coarse aggregate / crushed stone | Material | 0.1 | m³ | 16.2287 | 1.6229 | East African productivity / consumption constant
3 | LAB-002 | General labourer | Labour | 0.8 | hr | 0.7728 | 0.61824 | East African productivity / consumption constant
4 | LAB-014 | Site foreman / ganger | Labour | 0.05 | hr | 2.7048 | 0.13524 | East African productivity / consumption constant
5 | PLT-014 | Compaction plate | Plant & Tools | 0.05 | day | 46.3679 | 2.3184 | East African productivity / consumption constant
6 | PLT-006 | Dumper, 3t | Plant & Tools | 0.01 | day | 142.9675 | 1.4297 | East African productivity / consumption constant
|  | Materials Total |  |  |  |  | 21.8207
|  | Labour Total |  |  |  |  | 0.75348
|  | Plant & Subcontract Total |  |  |  |  | 3.7481
|  | Direct Resource Cost |  |  |  |  | 26.3223
|  | Transport / Carriage | 5% of materials |  |  |  | 1.091 | Adjust for haul distance
|  | Small Tools, Water & Sundries | 2.5% of labour + plant |  |  |  | 0.11254 | Traditional allowance
|  | PRIME COST |  |  |  |  | 27.5258
|  | Contractor Overheads | 10% |  |  |  | 2.7526 | Editable allowance
|  | Contractor Profit | 10% |  |  |  | 3.0278 | Editable allowance
|  | RATE PER BOQ UNIT | m³ |  |  |  | 33.3063 | Excluding VAT
Note | Quantities are standard estimating constants and must be adjusted for specification, method, location and supplier quotations.
DETAILED RATE ANALYSIS — EAST AFRICAN QS FORMAT
Module / Ref | MODULE 1 | 11.02 | [5 empty] | MODULE 1¦11.02
BOQ Item | Supply and place lean concrete blinding below slab construction
Unit | m³ | Pricing basis | Nairobi, Kenya — Sep 2026 | Currency | USD | VAT | Excluded
No. | Code | Resource Description | Category | Qty / BOQ Unit | Resource Unit | Rate (USD) | Amount (USD) | Remarks
1 | MAT-007 | Ready-mix concrete, C25/30 | Material | 1.03 | m³ | 117.6584 | 121.1882 | East African productivity / consumption constant
2 | MAT-002 | Ancillary fittings, supports, fixings and connection materials | Material | 0.03 | item | 40.5719 | 1.2172 | East African productivity / consumption constant
3 | LAB-007 | Concreter | Labour | 1.5 | hr | 1.3524 | 2.0286 | East African productivity / consumption constant
4 | LAB-002 | General labourer | Labour | 1.5 | hr | 0.7728 | 1.1592 | East African productivity / consumption constant
5 | PLT-003 | Poker vibrator | Plant & Tools | 0.1 | day | 23.1839 | 2.3184 | East African productivity / consumption constant
6 | PLT-012 | Concrete pump | Plant & Tools | 0.03 | day | 502.3184 | 15.0696 | East African productivity / consumption constant
|  | Materials Total |  |  |  |  | 122.4053
|  | Labour Total |  |  |  |  | 3.1878
|  | Plant & Subcontract Total |  |  |  |  | 17.3879
|  | Direct Resource Cost |  |  |  |  | 142.9811
|  | Transport / Carriage | 5% of materials |  |  |  | 6.1203 | Adjust for haul distance
|  | Small Tools, Water & Sundries | 2.5% of labour + plant |  |  |  | 0.51439 | Traditional allowance
|  | PRIME COST |  |  |  |  | 149.6157
|  | Contractor Overheads | 10% |  |  |  | 14.9616 | Editable allowance
|  | Contractor Profit | 10% |  |  |  | 16.4577 | Editable allowance
|  | RATE PER BOQ UNIT | m³ |  |  |  | 181.035 | Excluding VAT
Note | Quantities are standard estimating constants and must be adjusted for specification, method, location and supplier quotations.
DETAILED RATE ANALYSIS — EAST AFRICAN QS FORMAT
Module / Ref | MODULE 1 | 11.03 | [5 empty] | MODULE 1¦11.03
BOQ Item | Provide damp-proof membrane beneath ground-bearing slab, including laps and turn-ups
Unit | m² | Pricing basis | Nairobi, Kenya — Sep 2026 | Currency | USD | VAT | Excluded
No. | Code | Resource Description | Category | Qty / BOQ Unit | Resource Unit | Rate (USD) | Amount (USD) | Remarks
1 | MAT-024 | Waterproof membrane | Material | 1.1 | m² | 6.8972 | 7.5869 | East African productivity / consumption constant
2 | MAT-002 | Ancillary fittings, supports, fixings and connection materials | Material | 0.03 | item | 40.5719 | 1.2172 | East African productivity / consumption constant
3 | LAB-003 | Skilled labourer | Labour | 0.3 | hr | 1.1592 | 0.34776 | East African productivity / consumption constant
4 | LAB-002 | General labourer | Labour | 0.2 | hr | 0.7728 | 0.15456 | East African productivity / consumption constant
5 | PLT-016 | Small tools & consumables (allowance) | Plant & Tools | 0.05 | hr | 0.5796 | 0.02898 | East African productivity / consumption constant
6 | SUB-001 | Testing / commissioning allowance | Subcontractor | 0 | item | 193.1994 | 0 | Verify supplier/subcontract quotation
|  | Materials Total |  |  |  |  | 8.8041
|  | Labour Total |  |  |  |  | 0.50232
|  | Plant & Subcontract Total |  |  |  |  | 0.02898
|  | Direct Resource Cost |  |  |  |  | 9.3354
|  | Transport / Carriage | 5% of materials |  |  |  | 0.4402 | Adjust for haul distance
|  | Small Tools, Water & Sundries | 2.5% of labour + plant |  |  |  | 0.013282 | Traditional allowance
|  | PRIME COST |  |  |  |  | 9.7889
|  | Contractor Overheads | 10% |  |  |  | 0.97889 | Editable allowance
|  | Contractor Profit | 10% |  |  |  | 1.0768 | Editable allowance
|  | RATE PER BOQ UNIT | m² |  |  |  | 11.8445 | Excluding VAT
Note | Quantities are standard estimating constants and must be adjusted for specification, method, location and supplier quotations.
DETAILED RATE ANALYSIS — EAST AFRICAN QS FORMAT
Module / Ref | MODULE 1 | 11.04 | [5 empty] | MODULE 1¦11.04
BOQ Item | Provide gas-resistant membrane beneath slab, including sealed laps and penetrations
Unit | m² | Pricing basis | Nairobi, Kenya — Sep 2026 | Currency | USD | VAT | Excluded
No. | Code | Resource Description | Category | Qty / BOQ Unit | Resource Unit | Rate (USD) | Amount (USD) | Remarks
1 | MAT-024 | Waterproof membrane | Material | 1.1 | m² | 6.8972 | 7.5869 | East African productivity / consumption constant
2 | MAT-002 | Ancillary fittings, supports, fixings and connection materials | Material | 0.03 | item | 40.5719 | 1.2172 | East African productivity / consumption constant
3 | LAB-003 | Skilled labourer | Labour | 0.3 | hr | 1.1592 | 0.34776 | East African productivity / consumption constant
4 | LAB-002 | General labourer | Labour | 0.2 | hr | 0.7728 | 0.15456 | East African productivity / consumption constant
5 | PLT-016 | Small tools & consumables (allowance) | Plant & Tools | 0.05 | hr | 0.5796 | 0.02898 | East African productivity / consumption constant
6 | SUB-001 | Testing / commissioning allowance | Subcontractor | 0 | item | 193.1994 | 0 | Verify supplier/subcontract quotation
|  | Materials Total |  |  |  |  | 8.8041
|  | Labour Total |  |  |  |  | 0.50232
|  | Plant & Subcontract Total |  |  |  |  | 0.02898
|  | Direct Resource Cost |  |  |  |  | 9.3354
|  | Transport / Carriage | 5% of materials |  |  |  | 0.4402 | Adjust for haul distance
|  | Small Tools, Water & Sundries | 2.5% of labour + plant |  |  |  | 0.013282 | Traditional allowance
|  | PRIME COST |  |  |  |  | 9.7889
|  | Contractor Overheads | 10% |  |  |  | 0.97889 | Editable allowance
|  | Contractor Profit | 10% |  |  |  | 1.0768 | Editable allowance
|  | RATE PER BOQ UNIT | m² |  |  |  | 11.8445 | Excluding VAT
Note | Quantities are standard estimating constants and must be adjusted for specification, method, location and supplier quotations.
DETAILED RATE ANALYSIS — EAST AFRICAN QS FORMAT
Module / Ref | MODULE 1 | 11.05 | [5 empty] | MODULE 1¦11.05
BOQ Item | Provide protection fleece over the complete DPM or gas-membrane area
Unit | m² | Pricing basis | Nairobi, Kenya — Sep 2026 | Currency | USD | VAT | Excluded
No. | Code | Resource Description | Category | Qty / BOQ Unit | Resource Unit | Rate (USD) | Amount (USD) | Remarks
1 | MAT-024 | Waterproof membrane | Material | 1.1 | m² | 6.8972 | 7.5869 | East African productivity / consumption constant
2 | MAT-002 | Ancillary fittings, supports, fixings and connection materials | Material | 0.03 | item | 40.5719 | 1.2172 | East African productivity / consumption constant
3 | LAB-003 | Skilled labourer | Labour | 0.3 | hr | 1.1592 | 0.34776 | East African productivity / consumption constant
4 | LAB-002 | General labourer | Labour | 0.2 | hr | 0.7728 | 0.15456 | East African productivity / consumption constant
5 | PLT-016 | Small tools & consumables (allowance) | Plant & Tools | 0.05 | hr | 0.5796 | 0.02898 | East African productivity / consumption constant
6 | SUB-001 | Testing / commissioning allowance | Subcontractor | 0 | item | 193.1994 | 0 | Verify supplier/subcontract quotation
|  | Materials Total |  |  |  |  | 8.8041
|  | Labour Total |  |  |  |  | 0.50232
|  | Plant & Subcontract Total |  |  |  |  | 0.02898
|  | Direct Resource Cost |  |  |  |  | 9.3354
|  | Transport / Carriage | 5% of materials |  |  |  | 0.4402 | Adjust for haul distance
|  | Small Tools, Water & Sundries | 2.5% of labour + plant |  |  |  | 0.013282 | Traditional allowance
|  | PRIME COST |  |  |  |  | 9.7889
|  | Contractor Overheads | 10% |  |  |  | 0.97889 | Editable allowance
|  | Contractor Profit | 10% |  |  |  | 1.0768 | Editable allowance
|  | RATE PER BOQ UNIT | m² |  |  |  | 11.8445 | Excluding VAT
Note | Quantities are standard estimating constants and must be adjusted for specification, method, location and supplier quotations.
DETAILED RATE ANALYSIS — EAST AFRICAN QS FORMAT
Module / Ref | MODULE 1 | 11.06 | [5 empty] | MODULE 1¦11.06
BOQ Item | Provide rigid insulation boards beneath or above slab
Unit | m² | Pricing basis | Nairobi, Kenya — Sep 2026 | Currency | USD | VAT | Excluded
No. | Code | Resource Description | Category | Qty / BOQ Unit | Resource Unit | Rate (USD) | Amount (USD) | Remarks
1 | MAT-002 | Ancillary fittings, supports, fixings and connection materials | Material | 0.12 | item | 40.5719 | 4.8686 | East African productivity / consumption constant
2 | MAT-001 | Specified item / equipment (compliance / BIM item) | Material | 0.02 | item | 405.7187 | 8.1144 | Verify supplier/subcontract quotation
3 | LAB-003 | Skilled labourer | Labour | 0.5 | hr | 1.1592 | 0.5796 | East African productivity / consumption constant
4 | LAB-002 | General labourer | Labour | 0.25 | hr | 0.7728 | 0.1932 | East African productivity / consumption constant
5 | PLT-016 | Small tools & consumables (allowance) | Plant & Tools | 0.08 | hr | 0.5796 | 0.046368 | East African productivity / consumption constant
6 | SUB-001 | Testing / commissioning allowance | Subcontractor | 0 | item | 193.1994 | 0 | Verify supplier/subcontract quotation
|  | Materials Total |  |  |  |  | 12.983
|  | Labour Total |  |  |  |  | 0.7728
|  | Plant & Subcontract Total |  |  |  |  | 0.046368
|  | Direct Resource Cost |  |  |  |  | 13.8022
|  | Transport / Carriage | 5% of materials |  |  |  | 0.64915 | Adjust for haul distance
|  | Small Tools, Water & Sundries | 2.5% of labour + plant |  |  |  | 0.020479 | Traditional allowance
|  | PRIME COST |  |  |  |  | 14.4718
|  | Contractor Overheads | 10% |  |  |  | 1.4472 | Editable allowance
|  | Contractor Profit | 10% |  |  |  | 1.5919 | Editable allowance
|  | RATE PER BOQ UNIT | m² |  |  |  | 17.5109 | Excluding VAT
Note | Quantities are standard estimating constants and must be adjusted for specification, method, location and supplier quotations.
DETAILED RATE ANALYSIS — EAST AFRICAN QS FORMAT
Module / Ref | MODULE 1 | 11.07 | [5 empty] | MODULE 1¦11.07
BOQ Item | Supply and fix fabric reinforcement mesh, including laps and supports
Unit | t | Pricing basis | Nairobi, Kenya — Sep 2026 | Currency | USD | VAT | Excluded
No. | Code | Resource Description | Category | Qty / BOQ Unit | Resource Unit | Rate (USD) | Amount (USD) | Remarks
1 | MAT-009 | Reinforcement steel bar (rebar) | Material | 1.05 | tonne | 1176.5842 | 1235.4134 | East African productivity / consumption constant
2 | MAT-002 | Ancillary fittings, supports, fixings and connection materials | Material | 0.08 | item | 40.5719 | 3.2457 | East African productivity / consumption constant
3 | LAB-006 | Steel fixer | Labour | 20 | hr | 1.5456 | 30.9119 | East African productivity / consumption constant
4 | LAB-002 | General labourer | Labour | 10 | hr | 0.7728 | 7.728 | East African productivity / consumption constant
5 | PLT-007 | Mobile crane, 25t | Plant & Tools | 0.05 | day | 1062.5966 | 53.1298 | East African productivity / consumption constant
6 | PLT-016 | Small tools & consumables (allowance) | Plant & Tools | 2 | hr | 0.5796 | 1.1592 | East African productivity / consumption constant
|  | Materials Total |  |  |  |  | 1238.6592
|  | Labour Total |  |  |  |  | 38.6399
|  | Plant & Subcontract Total |  |  |  |  | 54.289
|  | Direct Resource Cost |  |  |  |  | 1331.5881
|  | Transport / Carriage | 5% of materials |  |  |  | 61.933 | Adjust for haul distance
|  | Small Tools, Water & Sundries | 2.5% of labour + plant |  |  |  | 2.3232 | Traditional allowance
|  | PRIME COST |  |  |  |  | 1395.8443
|  | Contractor Overheads | 10% |  |  |  | 139.5844 | Editable allowance
|  | Contractor Profit | 10% |  |  |  | 153.5429 | Editable allowance
|  | RATE PER BOQ UNIT | t |  |  |  | 1688.9716 | Excluding VAT
Note | Quantities are standard estimating constants and must be adjusted for specification, method, location and supplier quotations.
DETAILED RATE ANALYSIS — EAST AFRICAN QS FORMAT
Module / Ref | MODULE 1 | 11.08 | [5 empty] | MODULE 1¦11.08
BOQ Item | Supply, cut, bend and fix loose reinforcement bars and local strengthening
Unit | t | Pricing basis | Nairobi, Kenya — Sep 2026 | Currency | USD | VAT | Excluded
No. | Code | Resource Description | Category | Qty / BOQ Unit | Resource Unit | Rate (USD) | Amount (USD) | Remarks
1 | MAT-009 | Reinforcement steel bar (rebar) | Material | 1.05 | tonne | 1176.5842 | 1235.4134 | East African productivity / consumption constant
2 | MAT-002 | Ancillary fittings, supports, fixings and connection materials | Material | 0.08 | item | 40.5719 | 3.2457 | East African productivity / consumption constant
3 | LAB-006 | Steel fixer | Labour | 20 | hr | 1.5456 | 30.9119 | East African productivity / consumption constant
4 | LAB-002 | General labourer | Labour | 10 | hr | 0.7728 | 7.728 | East African productivity / consumption constant
5 | PLT-007 | Mobile crane, 25t | Plant & Tools | 0.05 | day | 1062.5966 | 53.1298 | East African productivity / consumption constant
6 | PLT-016 | Small tools & consumables (allowance) | Plant & Tools | 2 | hr | 0.5796 | 1.1592 | East African productivity / consumption constant
|  | Materials Total |  |  |  |  | 1238.6592
|  | Labour Total |  |  |  |  | 38.6399
|  | Plant & Subcontract Total |  |  |  |  | 54.289
|  | Direct Resource Cost |  |  |  |  | 1331.5881
|  | Transport / Carriage | 5% of materials |  |  |  | 61.933 | Adjust for haul distance
|  | Small Tools, Water & Sundries | 2.5% of labour + plant |  |  |  | 2.3232 | Traditional allowance
|  | PRIME COST |  |  |  |  | 1395.8443
|  | Contractor Overheads | 10% |  |  |  | 139.5844 | Editable allowance
|  | Contractor Profit | 10% |  |  |  | 153.5429 | Editable allowance
|  | RATE PER BOQ UNIT | t |  |  |  | 1688.9716 | Excluding VAT
Note | Quantities are standard estimating constants and must be adjusted for specification, method, location and supplier quotations.
DETAILED RATE ANALYSIS — EAST AFRICAN QS FORMAT
Module / Ref | MODULE 1 | 11.09 | [5 empty] | MODULE 1¦11.09
BOQ Item | Supply, place, compact and cure reinforced concrete ground-bearing slab
Unit | m³ | Pricing basis | Nairobi, Kenya — Sep 2026 | Currency | USD | VAT | Excluded
No. | Code | Resource Description | Category | Qty / BOQ Unit | Resource Unit | Rate (USD) | Amount (USD) | Remarks
1 | MAT-008 | Ready-mix concrete, C32/40 | Material | 1.03 | m³ | 129.83 | 133.7249 | East African productivity / consumption constant
2 | MAT-002 | Ancillary fittings, supports, fixings and connection materials | Material | 0.03 | item | 40.5719 | 1.2172 | East African productivity / consumption constant
3 | LAB-007 | Concreter | Labour | 1.5 | hr | 1.3524 | 2.0286 | East African productivity / consumption constant
4 | LAB-002 | General labourer | Labour | 1.5 | hr | 0.7728 | 1.1592 | East African productivity / consumption constant
5 | PLT-003 | Poker vibrator | Plant & Tools | 0.1 | day | 23.1839 | 2.3184 | East African productivity / consumption constant
6 | PLT-012 | Concrete pump | Plant & Tools | 0.03 | day | 502.3184 | 15.0696 | East African productivity / consumption constant
|  | Materials Total |  |  |  |  | 134.942
|  | Labour Total |  |  |  |  | 3.1878
|  | Plant & Subcontract Total |  |  |  |  | 17.3879
|  | Direct Resource Cost |  |  |  |  | 155.5178
|  | Transport / Carriage | 5% of materials |  |  |  | 6.7471 | Adjust for haul distance
|  | Small Tools, Water & Sundries | 2.5% of labour + plant |  |  |  | 0.51439 | Traditional allowance
|  | PRIME COST |  |  |  |  | 162.7793
|  | Contractor Overheads | 10% |  |  |  | 16.2779 | Editable allowance
|  | Contractor Profit | 10% |  |  |  | 17.9057 | Editable allowance
|  | RATE PER BOQ UNIT | m³ |  |  |  | 196.9629 | Excluding VAT
Note | Quantities are standard estimating constants and must be adjusted for specification, method, location and supplier quotations.
DETAILED RATE ANALYSIS — EAST AFRICAN QS FORMAT
Module / Ref | MODULE 1 | 11.1 | [5 empty] | MODULE 1¦11.1
BOQ Item | Supply, place, compact and cure reinforced concrete suspended slab
Unit | m³ | Pricing basis | Nairobi, Kenya — Sep 2026 | Currency | USD | VAT | Excluded
No. | Code | Resource Description | Category | Qty / BOQ Unit | Resource Unit | Rate (USD) | Amount (USD) | Remarks
1 | MAT-008 | Ready-mix concrete, C32/40 | Material | 1.03 | m³ | 129.83 | 133.7249 | East African productivity / consumption constant
2 | MAT-002 | Ancillary fittings, supports, fixings and connection materials | Material | 0.03 | item | 40.5719 | 1.2172 | East African productivity / consumption constant
3 | LAB-007 | Concreter | Labour | 1.5 | hr | 1.3524 | 2.0286 | East African productivity / consumption constant
4 | LAB-002 | General labourer | Labour | 1.5 | hr | 0.7728 | 1.1592 | East African productivity / consumption constant
5 | PLT-003 | Poker vibrator | Plant & Tools | 0.1 | day | 23.1839 | 2.3184 | East African productivity / consumption constant
6 | PLT-012 | Concrete pump | Plant & Tools | 0.03 | day | 502.3184 | 15.0696 | East African productivity / consumption constant
|  | Materials Total |  |  |  |  | 134.942
|  | Labour Total |  |  |  |  | 3.1878
|  | Plant & Subcontract Total |  |  |  |  | 17.3879
|  | Direct Resource Cost |  |  |  |  | 155.5178
|  | Transport / Carriage | 5% of materials |  |  |  | 6.7471 | Adjust for haul distance
|  | Small Tools, Water & Sundries | 2.5% of labour + plant |  |  |  | 0.51439 | Traditional allowance
|  | PRIME COST |  |  |  |  | 162.7793
|  | Contractor Overheads | 10% |  |  |  | 16.2779 | Editable allowance
|  | Contractor Profit | 10% |  |  |  | 17.9057 | Editable allowance
|  | RATE PER BOQ UNIT | m³ |  |  |  | 196.9629 | Excluding VAT
Note | Quantities are standard estimating constants and must be adjusted for specification, method, location and supplier quotations.
DETAILED RATE ANALYSIS — EAST AFRICAN QS FORMAT
Module / Ref | MODULE 1 | 11.11 | [5 empty] | MODULE 1¦11.11
BOQ Item | Provide soffit formwork to suspended slabs
Unit | m² | Pricing basis | Nairobi, Kenya — Sep 2026 | Currency | USD | VAT | Excluded
No. | Code | Resource Description | Category | Qty / BOQ Unit | Resource Unit | Rate (USD) | Amount (USD) | Remarks
1 | MAT-015 | Plywood sheet, 18mm | Material | 0.35 | m² | 7.7087 | 2.698 | East African productivity / consumption constant
2 | MAT-014 | Timber, softwood | Material | 0.02 | m³ | 527.4343 | 10.5487 | East African productivity / consumption constant
3 | LAB-005 | Carpenter / joiner | Labour | 0.8 | hr | 1.7388 | 1.391 | East African productivity / consumption constant
4 | LAB-002 | General labourer | Labour | 0.5 | hr | 0.7728 | 0.3864 | East African productivity / consumption constant
5 | PLT-016 | Small tools & consumables (allowance) | Plant & Tools | 0.1 | hr | 0.5796 | 0.05796 | East African productivity / consumption constant
6 | MAT-002 | Ancillary fittings, supports, fixings and connection materials | Material | 0.03 | item | 40.5719 | 1.2172 | East African productivity / consumption constant
|  | Materials Total |  |  |  |  | 14.4639
|  | Labour Total |  |  |  |  | 1.7774
|  | Plant & Subcontract Total |  |  |  |  | 0.05796
|  | Direct Resource Cost |  |  |  |  | 16.2993
|  | Transport / Carriage | 5% of materials |  |  |  | 0.72319 | Adjust for haul distance
|  | Small Tools, Water & Sundries | 2.5% of labour + plant |  |  |  | 0.045885 | Traditional allowance
|  | PRIME COST |  |  |  |  | 17.0683
|  | Contractor Overheads | 10% |  |  |  | 1.7068 | Editable allowance
|  | Contractor Profit | 10% |  |  |  | 1.8775 | Editable allowance
|  | RATE PER BOQ UNIT | m² |  |  |  | 20.6527 | Excluding VAT
Note | Quantities are standard estimating constants and must be adjusted for specification, method, location and supplier quotations.
DETAILED RATE ANALYSIS — EAST AFRICAN QS FORMAT
Module / Ref | MODULE 1 | 11.12 | [5 empty] | MODULE 1¦11.12
BOQ Item | Provide formwork to slab edges, drops, rebates, upstands and perimeter faces
Unit | m² | Pricing basis | Nairobi, Kenya — Sep 2026 | Currency | USD | VAT | Excluded
No. | Code | Resource Description | Category | Qty / BOQ Unit | Resource Unit | Rate (USD) | Amount (USD) | Remarks
1 | MAT-149 | Microphone / DI box / stand | Material | 1 | nr | 198.9954 | 198.9954 | Specific East African resource constant
2 | MAT-135 | Copper/fibre patch lead | Material | 1 | nr | 12.1716 | 12.1716 | Specific East African resource constant
3 | LAB-019 | ELV/ICT/security technician | Labour | 0.8 | hr | 2.7048 | 2.1638 | Specific East African resource constant
4 | LAB-002 | General labourer | Labour | 0.2 | hr | 0.7728 | 0.15456 | Specific East African resource constant
5 | PLT-018 | Electrical/ICT test instruments | Plant & Tools | 0.02 | day | 38.6399 | 0.7728 | Specific East African resource constant
6 | SUB-015 | AV/PA installation and commissioning | Subcontractor | 0.002 | item | 3091.1901 | 6.1824 | Verify local quotation / authority charge
|  | Materials Total |  |  |  |  | 211.1669
|  | Labour Total |  |  |  |  | 2.3184
|  | Plant & Subcontract Total |  |  |  |  | 6.9552
|  | Direct Resource Cost |  |  |  |  | 220.4405
|  | Transport / Carriage | 5% of materials |  |  |  | 10.5583 | Adjust for haul distance
|  | Small Tools, Water & Sundries | 2.5% of labour + plant |  |  |  | 0.23184 | Traditional allowance
|  | PRIME COST |  |  |  |  | 231.2307
|  | Contractor Overheads | 10% |  |  |  | 23.1231 | Editable allowance
|  | Contractor Profit | 10% |  |  |  | 25.4354 | Editable allowance
|  | RATE PER BOQ UNIT | m² |  |  |  | 279.7891 | Excluding VAT
Note | Quantities are standard estimating constants and must be adjusted for specification, method, location and supplier quotations.
DETAILED RATE ANALYSIS — EAST AFRICAN QS FORMAT
Module / Ref | MODULE 1 | 11.13 | [5 empty] | MODULE 1¦11.13
BOQ Item | Provide permanent metal decking or permanent slab formwork
Unit | m² | Pricing basis | Nairobi, Kenya — Sep 2026 | Currency | USD | VAT | Excluded
No. | Code | Resource Description | Category | Qty / BOQ Unit | Resource Unit | Rate (USD) | Amount (USD) | Remarks
1 | MAT-015 | Plywood sheet, 18mm | Material | 0.35 | m² | 7.7087 | 2.698 | East African productivity / consumption constant
2 | MAT-014 | Timber, softwood | Material | 0.02 | m³ | 527.4343 | 10.5487 | East African productivity / consumption constant
3 | LAB-005 | Carpenter / joiner | Labour | 0.8 | hr | 1.7388 | 1.391 | East African productivity / consumption constant
4 | LAB-002 | General labourer | Labour | 0.5 | hr | 0.7728 | 0.3864 | East African productivity / consumption constant
5 | PLT-016 | Small tools & consumables (allowance) | Plant & Tools | 0.1 | hr | 0.5796 | 0.05796 | East African productivity / consumption constant
6 | MAT-002 | Ancillary fittings, supports, fixings and connection materials | Material | 0.03 | item | 40.5719 | 1.2172 | East African productivity / consumption constant
|  | Materials Total |  |  |  |  | 14.4639
|  | Labour Total |  |  |  |  | 1.7774
|  | Plant & Subcontract Total |  |  |  |  | 0.05796
|  | Direct Resource Cost |  |  |  |  | 16.2993
|  | Transport / Carriage | 5% of materials |  |  |  | 0.72319 | Adjust for haul distance
|  | Small Tools, Water & Sundries | 2.5% of labour + plant |  |  |  | 0.045885 | Traditional allowance
|  | PRIME COST |  |  |  |  | 17.0683
|  | Contractor Overheads | 10% |  |  |  | 1.7068 | Editable allowance
|  | Contractor Profit | 10% |  |  |  | 1.8775 | Editable allowance
|  | RATE PER BOQ UNIT | m² |  |  |  | 20.6527 | Excluding VAT
Note | Quantities are standard estimating constants and must be adjusted for specification, method, location and supplier quotations.
DETAILED RATE ANALYSIS — EAST AFRICAN QS FORMAT
Module / Ref | MODULE 1 | 11.14 | [5 empty] | MODULE 1¦11.14
BOQ Item | Provide void formers beneath or within slab construction
Unit | m² or nr | Pricing basis | Nairobi, Kenya — Sep 2026 | Currency | USD | VAT | Excluded
No. | Code | Resource Description | Category | Qty / BOQ Unit | Resource Unit | Rate (USD) | Amount (USD) | Remarks
1 | MAT-114 | Holding-down bolt / cast-in fixing | Material | 0.25 | nr | 28.4003 | 7.1001 | Discipline-specific East African resource allowance
2 | MAT-009 | Reinforcement steel bar (rebar) | Material | 0.0125 | tonne | 1176.5842 | 14.7073 | Discipline-specific East African resource allowance
3 | LAB-006 | Steel fixer | Labour | 2 | hr | 1.5456 | 3.0912 | Discipline-specific East African resource allowance
4 | LAB-002 | General labourer | Labour | 1 | hr | 0.7728 | 0.7728 | Discipline-specific East African resource allowance
5 | PLT-017 | Welding set | Plant & Tools | 0.02 | day | 46.3679 | 0.92736 | Discipline-specific East African resource allowance
6 | SUB-003 | Structural steel erection | Subcontractor | 0.002 | tonne | 270.4791 | 0.54096 | Discipline provisional allowance — verify quotation
|  | Materials Total |  |  |  |  | 21.8074
|  | Labour Total |  |  |  |  | 3.864
|  | Plant & Subcontract Total |  |  |  |  | 1.4683
|  | Direct Resource Cost |  |  |  |  | 27.1397
|  | Transport / Carriage | 5% of materials |  |  |  | 1.0904 | Adjust for haul distance
|  | Small Tools, Water & Sundries | 2.5% of labour + plant |  |  |  | 0.13331 | Traditional allowance
|  | PRIME COST |  |  |  |  | 28.3634
|  | Contractor Overheads | 10% |  |  |  | 2.8363 | Editable allowance
|  | Contractor Profit | 10% |  |  |  | 3.12 | Editable allowance
|  | RATE PER BOQ UNIT | m² or nr |  |  |  | 34.3197 | Excluding VAT
Note | Quantities are standard estimating constants and must be adjusted for specification, method, location and supplier quotations.
DETAILED RATE ANALYSIS — EAST AFRICAN QS FORMAT
Module / Ref | MODULE 1 | 11.15 | [5 empty] | MODULE 1¦11.15
BOQ Item | Form and finish construction joints between separate slab pours
Unit | m | Pricing basis | Nairobi, Kenya — Sep 2026 | Currency | USD | VAT | Excluded
No. | Code | Resource Description | Category | Qty / BOQ Unit | Resource Unit | Rate (USD) | Amount (USD) | Remarks
1 | MAT-002 | Ancillary fittings, supports, fixings and connection materials | Material | 0.05 | item | 40.5719 | 2.0286 | East African productivity / consumption constant
2 | MAT-001 | Specified item / equipment (compliance / BIM item) | Material | 0.01 | item | 405.7187 | 4.0572 | Verify supplier/subcontract quotation
3 | LAB-003 | Skilled labourer | Labour | 0.25 | hr | 1.1592 | 0.2898 | East African productivity / consumption constant
4 | LAB-002 | General labourer | Labour | 0.12 | hr | 0.7728 | 0.092736 | East African productivity / consumption constant
5 | PLT-016 | Small tools & consumables (allowance) | Plant & Tools | 0.05 | hr | 0.5796 | 0.02898 | East African productivity / consumption constant
6 | SUB-001 | Testing / commissioning allowance | Subcontractor | 0 | item | 193.1994 | 0 | Verify supplier/subcontract quotation
|  | Materials Total |  |  |  |  | 6.0858
|  | Labour Total |  |  |  |  | 0.38253
|  | Plant & Subcontract Total |  |  |  |  | 0.02898
|  | Direct Resource Cost |  |  |  |  | 6.4973
|  | Transport / Carriage | 5% of materials |  |  |  | 0.30429 | Adjust for haul distance
|  | Small Tools, Water & Sundries | 2.5% of labour + plant |  |  |  | 0.010288 | Traditional allowance
|  | PRIME COST |  |  |  |  | 6.8119
|  | Contractor Overheads | 10% |  |  |  | 0.68119 | Editable allowance
|  | Contractor Profit | 10% |  |  |  | 0.74931 | Editable allowance
|  | RATE PER BOQ UNIT | m |  |  |  | 8.2424 | Excluding VAT
Note | Quantities are standard estimating constants and must be adjusted for specification, method, location and supplier quotations.
DETAILED RATE ANALYSIS — EAST AFRICAN QS FORMAT
Module / Ref | MODULE 1 | 11.16 | [5 empty] | MODULE 1¦11.16
BOQ Item | Form and seal movement, isolation or expansion joints
Unit | m | Pricing basis | Nairobi, Kenya — Sep 2026 | Currency | USD | VAT | Excluded
No. | Code | Resource Description | Category | Qty / BOQ Unit | Resource Unit | Rate (USD) | Amount (USD) | Remarks
1 | MAT-002 | Ancillary fittings, supports, fixings and connection materials | Material | 0.05 | item | 40.5719 | 2.0286 | East African productivity / consumption constant
2 | MAT-001 | Specified item / equipment (compliance / BIM item) | Material | 0.01 | item | 405.7187 | 4.0572 | Verify supplier/subcontract quotation
3 | LAB-003 | Skilled labourer | Labour | 0.25 | hr | 1.1592 | 0.2898 | East African productivity / consumption constant
4 | LAB-002 | General labourer | Labour | 0.12 | hr | 0.7728 | 0.092736 | East African productivity / consumption constant
5 | PLT-016 | Small tools & consumables (allowance) | Plant & Tools | 0.05 | hr | 0.5796 | 0.02898 | East African productivity / consumption constant
6 | SUB-001 | Testing / commissioning allowance | Subcontractor | 0 | item | 193.1994 | 0 | Verify supplier/subcontract quotation
|  | Materials Total |  |  |  |  | 6.0858
|  | Labour Total |  |  |  |  | 0.38253
|  | Plant & Subcontract Total |  |  |  |  | 0.02898
|  | Direct Resource Cost |  |  |  |  | 6.4973
|  | Transport / Carriage | 5% of materials |  |  |  | 0.30429 | Adjust for haul distance
|  | Small Tools, Water & Sundries | 2.5% of labour + plant |  |  |  | 0.010288 | Traditional allowance
|  | PRIME COST |  |  |  |  | 6.8119
|  | Contractor Overheads | 10% |  |  |  | 0.68119 | Editable allowance
|  | Contractor Profit | 10% |  |  |  | 0.74931 | Editable allowance
|  | RATE PER BOQ UNIT | m |  |  |  | 8.2424 | Excluding VAT
Note | Quantities are standard estimating constants and must be adjusted for specification, method, location and supplier quotations.
DETAILED RATE ANALYSIS — EAST AFRICAN QS FORMAT
Module / Ref | MODULE 1 | 11.17 | [5 empty] | MODULE 1¦11.17
BOQ Item | Provide waterbars to slab construction or movement joints
Unit | m | Pricing basis | Nairobi, Kenya — Sep 2026 | Currency | USD | VAT | Excluded
No. | Code | Resource Description | Category | Qty / BOQ Unit | Resource Unit | Rate (USD) | Amount (USD) | Remarks
1 | MAT-002 | Ancillary fittings, supports, fixings and connection materials | Material | 0.05 | item | 40.5719 | 2.0286 | East African productivity / consumption constant
2 | MAT-001 | Specified item / equipment (compliance / BIM item) | Material | 0.01 | item | 405.7187 | 4.0572 | Verify supplier/subcontract quotation
3 | LAB-003 | Skilled labourer | Labour | 0.25 | hr | 1.1592 | 0.2898 | East African productivity / consumption constant
4 | LAB-002 | General labourer | Labour | 0.12 | hr | 0.7728 | 0.092736 | East African productivity / consumption constant
5 | PLT-016 | Small tools & consumables (allowance) | Plant & Tools | 0.05 | hr | 0.5796 | 0.02898 | East African productivity / consumption constant
6 | SUB-001 | Testing / commissioning allowance | Subcontractor | 0 | item | 193.1994 | 0 | Verify supplier/subcontract quotation
|  | Materials Total |  |  |  |  | 6.0858
|  | Labour Total |  |  |  |  | 0.38253
|  | Plant & Subcontract Total |  |  |  |  | 0.02898
|  | Direct Resource Cost |  |  |  |  | 6.4973
|  | Transport / Carriage | 5% of materials |  |  |  | 0.30429 | Adjust for haul distance
|  | Small Tools, Water & Sundries | 2.5% of labour + plant |  |  |  | 0.010288 | Traditional allowance
|  | PRIME COST |  |  |  |  | 6.8119
|  | Contractor Overheads | 10% |  |  |  | 0.68119 | Editable allowance
|  | Contractor Profit | 10% |  |  |  | 0.74931 | Editable allowance
|  | RATE PER BOQ UNIT | m |  |  |  | 8.2424 | Excluding VAT
Note | Quantities are standard estimating constants and must be adjusted for specification, method, location and supplier quotations.
DETAILED RATE ANALYSIS — EAST AFRICAN QS FORMAT
Module / Ref | MODULE 1 | 11.18 | [5 empty] | MODULE 1¦11.18
BOQ Item | Apply power-float, trowelled or brushed finish to concrete slab surface
Unit | m² | Pricing basis | Nairobi, Kenya — Sep 2026 | Currency | USD | VAT | Excluded
No. | Code | Resource Description | Category | Qty / BOQ Unit | Resource Unit | Rate (USD) | Amount (USD) | Remarks
1 | MAT-002 | Ancillary fittings, supports, fixings and connection materials | Material | 0.12 | item | 40.5719 | 4.8686 | East African productivity / consumption constant
2 | MAT-001 | Specified item / equipment (compliance / BIM item) | Material | 0.02 | item | 405.7187 | 8.1144 | Verify supplier/subcontract quotation
3 | LAB-003 | Skilled labourer | Labour | 0.5 | hr | 1.1592 | 0.5796 | East African productivity / consumption constant
4 | LAB-002 | General labourer | Labour | 0.25 | hr | 0.7728 | 0.1932 | East African productivity / consumption constant
5 | PLT-016 | Small tools & consumables (allowance) | Plant & Tools | 0.08 | hr | 0.5796 | 0.046368 | East African productivity / consumption constant
6 | SUB-001 | Testing / commissioning allowance | Subcontractor | 0 | item | 193.1994 | 0 | Verify supplier/subcontract quotation
|  | Materials Total |  |  |  |  | 12.983
|  | Labour Total |  |  |  |  | 0.7728
|  | Plant & Subcontract Total |  |  |  |  | 0.046368
|  | Direct Resource Cost |  |  |  |  | 13.8022
|  | Transport / Carriage | 5% of materials |  |  |  | 0.64915 | Adjust for haul distance
|  | Small Tools, Water & Sundries | 2.5% of labour + plant |  |  |  | 0.020479 | Traditional allowance
|  | PRIME COST |  |  |  |  | 14.4718
|  | Contractor Overheads | 10% |  |  |  | 1.4472 | Editable allowance
|  | Contractor Profit | 10% |  |  |  | 1.5919 | Editable allowance
|  | RATE PER BOQ UNIT | m² |  |  |  | 17.5109 | Excluding VAT
Note | Quantities are standard estimating constants and must be adjusted for specification, method, location and supplier quotations.
DETAILED RATE ANALYSIS — EAST AFRICAN QS FORMAT
Module / Ref | MODULE 1 | 11.19 | [5 empty] | MODULE 1¦11.19
BOQ Item | Apply dry-shake surface hardener over the complete finished slab-top area
Unit | m² | Pricing basis | Nairobi, Kenya — Sep 2026 | Currency | USD | VAT | Excluded
No. | Code | Resource Description | Category | Qty / BOQ Unit | Resource Unit | Rate (USD) | Amount (USD) | Remarks
1 | MAT-002 | Ancillary fittings, supports, fixings and connection materials | Material | 0.12 | item | 40.5719 | 4.8686 | East African productivity / consumption constant
2 | MAT-001 | Specified item / equipment (compliance / BIM item) | Material | 0.02 | item | 405.7187 | 8.1144 | Verify supplier/subcontract quotation
3 | LAB-003 | Skilled labourer | Labour | 0.5 | hr | 1.1592 | 0.5796 | East African productivity / consumption constant
4 | LAB-002 | General labourer | Labour | 0.25 | hr | 0.7728 | 0.1932 | East African productivity / consumption constant
5 | PLT-016 | Small tools & consumables (allowance) | Plant & Tools | 0.08 | hr | 0.5796 | 0.046368 | East African productivity / consumption constant
6 | SUB-001 | Testing / commissioning allowance | Subcontractor | 0 | item | 193.1994 | 0 | Verify supplier/subcontract quotation
|  | Materials Total |  |  |  |  | 12.983
|  | Labour Total |  |  |  |  | 0.7728
|  | Plant & Subcontract Total |  |  |  |  | 0.046368
|  | Direct Resource Cost |  |  |  |  | 13.8022
|  | Transport / Carriage | 5% of materials |  |  |  | 0.64915 | Adjust for haul distance
|  | Small Tools, Water & Sundries | 2.5% of labour + plant |  |  |  | 0.020479 | Traditional allowance
|  | PRIME COST |  |  |  |  | 14.4718
|  | Contractor Overheads | 10% |  |  |  | 1.4472 | Editable allowance
|  | Contractor Profit | 10% |  |  |  | 1.5919 | Editable allowance
|  | RATE PER BOQ UNIT | m² |  |  |  | 17.5109 | Excluding VAT
Note | Quantities are standard estimating constants and must be adjusted for specification, method, location and supplier quotations.
DETAILED RATE ANALYSIS — EAST AFRICAN QS FORMAT
Module / Ref | MODULE 1 | 11.2 | [5 empty] | MODULE 1¦11.2
BOQ Item | Apply curing compound over the complete finished slab surface
Unit | m² | Pricing basis | Nairobi, Kenya — Sep 2026 | Currency | USD | VAT | Excluded
No. | Code | Resource Description | Category | Qty / BOQ Unit | Resource Unit | Rate (USD) | Amount (USD) | Remarks
1 | MAT-002 | Ancillary fittings, supports, fixings and connection materials | Material | 0.12 | item | 40.5719 | 4.8686 | East African productivity / consumption constant
2 | MAT-001 | Specified item / equipment (compliance / BIM item) | Material | 0.02 | item | 405.7187 | 8.1144 | Verify supplier/subcontract quotation
3 | LAB-003 | Skilled labourer | Labour | 0.5 | hr | 1.1592 | 0.5796 | East African productivity / consumption constant
4 | LAB-002 | General labourer | Labour | 0.25 | hr | 0.7728 | 0.1932 | East African productivity / consumption constant
5 | PLT-016 | Small tools & consumables (allowance) | Plant & Tools | 0.08 | hr | 0.5796 | 0.046368 | East African productivity / consumption constant
6 | SUB-001 | Testing / commissioning allowance | Subcontractor | 0 | item | 193.1994 | 0 | Verify supplier/subcontract quotation
|  | Materials Total |  |  |  |  | 12.983
|  | Labour Total |  |  |  |  | 0.7728
|  | Plant & Subcontract Total |  |  |  |  | 0.046368
|  | Direct Resource Cost |  |  |  |  | 13.8022
|  | Transport / Carriage | 5% of materials |  |  |  | 0.64915 | Adjust for haul distance
|  | Small Tools, Water & Sundries | 2.5% of labour + plant |  |  |  | 0.020479 | Traditional allowance
|  | PRIME COST |  |  |  |  | 14.4718
|  | Contractor Overheads | 10% |  |  |  | 1.4472 | Editable allowance
|  | Contractor Profit | 10% |  |  |  | 1.5919 | Editable allowance
|  | RATE PER BOQ UNIT | m² |  |  |  | 17.5109 | Excluding VAT
Note | Quantities are standard estimating constants and must be adjusted for specification, method, location and supplier quotations.
DETAILED RATE ANALYSIS — EAST AFRICAN QS FORMAT
Module / Ref | MODULE 1 | 11.21 | [5 empty] | MODULE 1¦11.21
BOQ Item | Supply and install cast-in sleeves, openings, box-outs and service penetrations
Unit | nr | Pricing basis | Nairobi, Kenya — Sep 2026 | Currency | USD | VAT | Excluded
No. | Code | Resource Description | Category | Qty / BOQ Unit | Resource Unit | Rate (USD) | Amount (USD) | Remarks
1 | MAT-114 | Holding-down bolt / cast-in fixing | Material | 1 | nr | 28.4003 | 28.4003 | Discipline-specific East African resource allowance
2 | MAT-009 | Reinforcement steel bar (rebar) | Material | 0.05 | tonne | 1176.5842 | 58.8292 | Discipline-specific East African resource allowance
3 | LAB-006 | Steel fixer | Labour | 2 | hr | 1.5456 | 3.0912 | Discipline-specific East African resource allowance
4 | LAB-002 | General labourer | Labour | 1 | hr | 0.7728 | 0.7728 | Discipline-specific East African resource allowance
5 | PLT-017 | Welding set | Plant & Tools | 0.02 | day | 46.3679 | 0.92736 | Discipline-specific East African resource allowance
6 | SUB-003 | Structural steel erection | Subcontractor | 0.002 | tonne | 270.4791 | 0.54096 | Discipline provisional allowance — verify quotation
|  | Materials Total |  |  |  |  | 87.2295
|  | Labour Total |  |  |  |  | 3.864
|  | Plant & Subcontract Total |  |  |  |  | 1.4683
|  | Direct Resource Cost |  |  |  |  | 92.5618
|  | Transport / Carriage | 5% of materials |  |  |  | 4.3615 | Adjust for haul distance
|  | Small Tools, Water & Sundries | 2.5% of labour + plant |  |  |  | 0.13331 | Traditional allowance
|  | PRIME COST |  |  |  |  | 97.0566
|  | Contractor Overheads | 10% |  |  |  | 9.7057 | Editable allowance
|  | Contractor Profit | 10% |  |  |  | 10.6762 | Editable allowance
|  | RATE PER BOQ UNIT | nr |  |  |  | 117.4385 | Excluding VAT
Note | Quantities are standard estimating constants and must be adjusted for specification, method, location and supplier quotations.
DETAILED RATE ANALYSIS — EAST AFRICAN QS FORMAT
Module / Ref | MODULE 1 | 11.22 | [5 empty] | MODULE 1¦11.22
BOQ Item | Supply and install embedded plates, anchors, channels and cast-in components
Unit | nr or m | Pricing basis | Nairobi, Kenya — Sep 2026 | Currency | USD | VAT | Excluded
No. | Code | Resource Description | Category | Qty / BOQ Unit | Resource Unit | Rate (USD) | Amount (USD) | Remarks
1 | MAT-114 | Holding-down bolt / cast-in fixing | Material | 1 | nr | 28.4003 | 28.4003 | Specific East African resource constant
2 | MAT-002 | Ancillary fittings, supports, fixings and connection materials | Material | 0.03 | item | 40.5719 | 1.2172 | Specific East African resource constant
3 | LAB-006 | Steel fixer | Labour | 1 | hr | 1.5456 | 1.5456 | Specific East African resource constant
4 | LAB-002 | General labourer | Labour | 0.5 | hr | 0.7728 | 0.3864 | Specific East African resource constant
5 | PLT-017 | Welding set | Plant & Tools | 0.02 | day | 46.3679 | 0.92736 | Specific East African resource constant
6 | SUB-001 | Testing / commissioning allowance | Subcontractor | 0 | item | 193.1994 | 0 | Verify local quotation / authority charge
|  | Materials Total |  |  |  |  | 29.6175
|  | Labour Total |  |  |  |  | 1.932
|  | Plant & Subcontract Total |  |  |  |  | 0.92736
|  | Direct Resource Cost |  |  |  |  | 32.4768
|  | Transport / Carriage | 5% of materials |  |  |  | 1.4809 | Adjust for haul distance
|  | Small Tools, Water & Sundries | 2.5% of labour + plant |  |  |  | 0.071484 | Traditional allowance
|  | PRIME COST |  |  |  |  | 34.0292
|  | Contractor Overheads | 10% |  |  |  | 3.4029 | Editable allowance
|  | Contractor Profit | 10% |  |  |  | 3.7432 | Editable allowance
|  | RATE PER BOQ UNIT | nr or m |  |  |  | 41.1753 | Excluding VAT
Note | Quantities are standard estimating constants and must be adjusted for specification, method, location and supplier quotations.
DETAILED RATE ANALYSIS — EAST AFRICAN QS FORMAT
Module / Ref | MODULE 1 | 12.01 | [5 empty] | MODULE 1¦12.01
BOQ Item | Supply, cut, bend and fix reinforcement to flights, waist slabs and landings
Unit | t | Pricing basis | Nairobi, Kenya — Sep 2026 | Currency | USD | VAT | Excluded
No. | Code | Resource Description | Category | Qty / BOQ Unit | Resource Unit | Rate (USD) | Amount (USD) | Remarks
1 | MAT-009 | Reinforcement steel bar (rebar) | Material | 1.05 | tonne | 1176.5842 | 1235.4134 | East African productivity / consumption constant
2 | MAT-002 | Ancillary fittings, supports, fixings and connection materials | Material | 0.08 | item | 40.5719 | 3.2457 | East African productivity / consumption constant
3 | LAB-006 | Steel fixer | Labour | 20 | hr | 1.5456 | 30.9119 | East African productivity / consumption constant
4 | LAB-002 | General labourer | Labour | 10 | hr | 0.7728 | 7.728 | East African productivity / consumption constant
5 | PLT-007 | Mobile crane, 25t | Plant & Tools | 0.05 | day | 1062.5966 | 53.1298 | East African productivity / consumption constant
6 | PLT-016 | Small tools & consumables (allowance) | Plant & Tools | 2 | hr | 0.5796 | 1.1592 | East African productivity / consumption constant
|  | Materials Total |  |  |  |  | 1238.6592
|  | Labour Total |  |  |  |  | 38.6399
|  | Plant & Subcontract Total |  |  |  |  | 54.289
|  | Direct Resource Cost |  |  |  |  | 1331.5881
|  | Transport / Carriage | 5% of materials |  |  |  | 61.933 | Adjust for haul distance
|  | Small Tools, Water & Sundries | 2.5% of labour + plant |  |  |  | 2.3232 | Traditional allowance
|  | PRIME COST |  |  |  |  | 1395.8443
|  | Contractor Overheads | 10% |  |  |  | 139.5844 | Editable allowance
|  | Contractor Profit | 10% |  |  |  | 153.5429 | Editable allowance
|  | RATE PER BOQ UNIT | t |  |  |  | 1688.9716 | Excluding VAT
Note | Quantities are standard estimating constants and must be adjusted for specification, method, location and supplier quotations.
DETAILED RATE ANALYSIS — EAST AFRICAN QS FORMAT
Module / Ref | MODULE 1 | 12.02 | [5 empty] | MODULE 1¦12.02
BOQ Item | Supply, place, compact and cure reinforced concrete stair flights and landings
Unit | m³ | Pricing basis | Nairobi, Kenya — Sep 2026 | Currency | USD | VAT | Excluded
No. | Code | Resource Description | Category | Qty / BOQ Unit | Resource Unit | Rate (USD) | Amount (USD) | Remarks
1 | MAT-008 | Ready-mix concrete, C32/40 | Material | 1.03 | m³ | 129.83 | 133.7249 | East African productivity / consumption constant
2 | MAT-002 | Ancillary fittings, supports, fixings and connection materials | Material | 0.03 | item | 40.5719 | 1.2172 | East African productivity / consumption constant
3 | LAB-007 | Concreter | Labour | 1.5 | hr | 1.3524 | 2.0286 | East African productivity / consumption constant
4 | LAB-002 | General labourer | Labour | 1.5 | hr | 0.7728 | 1.1592 | East African productivity / consumption constant
5 | PLT-003 | Poker vibrator | Plant & Tools | 0.1 | day | 23.1839 | 2.3184 | East African productivity / consumption constant
6 | PLT-012 | Concrete pump | Plant & Tools | 0.03 | day | 502.3184 | 15.0696 | East African productivity / consumption constant
|  | Materials Total |  |  |  |  | 134.942
|  | Labour Total |  |  |  |  | 3.1878
|  | Plant & Subcontract Total |  |  |  |  | 17.3879
|  | Direct Resource Cost |  |  |  |  | 155.5178
|  | Transport / Carriage | 5% of materials |  |  |  | 6.7471 | Adjust for haul distance
|  | Small Tools, Water & Sundries | 2.5% of labour + plant |  |  |  | 0.51439 | Traditional allowance
|  | PRIME COST |  |  |  |  | 162.7793
|  | Contractor Overheads | 10% |  |  |  | 16.2779 | Editable allowance
|  | Contractor Profit | 10% |  |  |  | 17.9057 | Editable allowance
|  | RATE PER BOQ UNIT | m³ |  |  |  | 196.9629 | Excluding VAT
Note | Quantities are standard estimating constants and must be adjusted for specification, method, location and supplier quotations.
DETAILED RATE ANALYSIS — EAST AFRICAN QS FORMAT
Module / Ref | MODULE 1 | 12.03 | [5 empty] | MODULE 1¦12.03
BOQ Item | Provide formwork to sloping soffits of stair flights
Unit | m² | Pricing basis | Nairobi, Kenya — Sep 2026 | Currency | USD | VAT | Excluded
No. | Code | Resource Description | Category | Qty / BOQ Unit | Resource Unit | Rate (USD) | Amount (USD) | Remarks
1 | MAT-015 | Plywood sheet, 18mm | Material | 0.35 | m² | 7.7087 | 2.698 | East African productivity / consumption constant
2 | MAT-014 | Timber, softwood | Material | 0.02 | m³ | 527.4343 | 10.5487 | East African productivity / consumption constant
3 | LAB-005 | Carpenter / joiner | Labour | 0.8 | hr | 1.7388 | 1.391 | East African productivity / consumption constant
4 | LAB-002 | General labourer | Labour | 0.5 | hr | 0.7728 | 0.3864 | East African productivity / consumption constant
5 | PLT-016 | Small tools & consumables (allowance) | Plant & Tools | 0.1 | hr | 0.5796 | 0.05796 | East African productivity / consumption constant
6 | MAT-002 | Ancillary fittings, supports, fixings and connection materials | Material | 0.03 | item | 40.5719 | 1.2172 | East African productivity / consumption constant
|  | Materials Total |  |  |  |  | 14.4639
|  | Labour Total |  |  |  |  | 1.7774
|  | Plant & Subcontract Total |  |  |  |  | 0.05796
|  | Direct Resource Cost |  |  |  |  | 16.2993
|  | Transport / Carriage | 5% of materials |  |  |  | 0.72319 | Adjust for haul distance
|  | Small Tools, Water & Sundries | 2.5% of labour + plant |  |  |  | 0.045885 | Traditional allowance
|  | PRIME COST |  |  |  |  | 17.0683
|  | Contractor Overheads | 10% |  |  |  | 1.7068 | Editable allowance
|  | Contractor Profit | 10% |  |  |  | 1.8775 | Editable allowance
|  | RATE PER BOQ UNIT | m² |  |  |  | 20.6527 | Excluding VAT
Note | Quantities are standard estimating constants and must be adjusted for specification, method, location and supplier quotations.
DETAILED RATE ANALYSIS — EAST AFRICAN QS FORMAT
Module / Ref | MODULE 1 | 12.04 | [5 empty] | MODULE 1¦12.04
BOQ Item | Provide formwork to horizontal soffits of stair landings
Unit | m² | Pricing basis | Nairobi, Kenya — Sep 2026 | Currency | USD | VAT | Excluded
No. | Code | Resource Description | Category | Qty / BOQ Unit | Resource Unit | Rate (USD) | Amount (USD) | Remarks
1 | MAT-015 | Plywood sheet, 18mm | Material | 0.35 | m² | 7.7087 | 2.698 | East African productivity / consumption constant
2 | MAT-014 | Timber, softwood | Material | 0.02 | m³ | 527.4343 | 10.5487 | East African productivity / consumption constant
3 | LAB-005 | Carpenter / joiner | Labour | 0.8 | hr | 1.7388 | 1.391 | East African productivity / consumption constant
4 | LAB-002 | General labourer | Labour | 0.5 | hr | 0.7728 | 0.3864 | East African productivity / consumption constant
5 | PLT-016 | Small tools & consumables (allowance) | Plant & Tools | 0.1 | hr | 0.5796 | 0.05796 | East African productivity / consumption constant
6 | MAT-002 | Ancillary fittings, supports, fixings and connection materials | Material | 0.03 | item | 40.5719 | 1.2172 | East African productivity / consumption constant
|  | Materials Total |  |  |  |  | 14.4639
|  | Labour Total |  |  |  |  | 1.7774
|  | Plant & Subcontract Total |  |  |  |  | 0.05796
|  | Direct Resource Cost |  |  |  |  | 16.2993
|  | Transport / Carriage | 5% of materials |  |  |  | 0.72319 | Adjust for haul distance
|  | Small Tools, Water & Sundries | 2.5% of labour + plant |  |  |  | 0.045885 | Traditional allowance
|  | PRIME COST |  |  |  |  | 17.0683
|  | Contractor Overheads | 10% |  |  |  | 1.7068 | Editable allowance
|  | Contractor Profit | 10% |  |  |  | 1.8775 | Editable allowance
|  | RATE PER BOQ UNIT | m² |  |  |  | 20.6527 | Excluding VAT
Note | Quantities are standard estimating constants and must be adjusted for specification, method, location and supplier quotations.
DETAILED RATE ANALYSIS — EAST AFRICAN QS FORMAT
Module / Ref | MODULE 1 | 12.05 | [5 empty] | MODULE 1¦12.05
BOQ Item | Provide formwork to stair risers
Unit | m² | Pricing basis | Nairobi, Kenya — Sep 2026 | Currency | USD | VAT | Excluded
No. | Code | Resource Description | Category | Qty / BOQ Unit | Resource Unit | Rate (USD) | Amount (USD) | Remarks
1 | MAT-015 | Plywood sheet, 18mm | Material | 0.35 | m² | 7.7087 | 2.698 | East African productivity / consumption constant
2 | MAT-014 | Timber, softwood | Material | 0.02 | m³ | 527.4343 | 10.5487 | East African productivity / consumption constant
3 | LAB-005 | Carpenter / joiner | Labour | 0.8 | hr | 1.7388 | 1.391 | East African productivity / consumption constant
4 | LAB-002 | General labourer | Labour | 0.5 | hr | 0.7728 | 0.3864 | East African productivity / consumption constant
5 | PLT-016 | Small tools & consumables (allowance) | Plant & Tools | 0.1 | hr | 0.5796 | 0.05796 | East African productivity / consumption constant
6 | MAT-002 | Ancillary fittings, supports, fixings and connection materials | Material | 0.03 | item | 40.5719 | 1.2172 | East African productivity / consumption constant
|  | Materials Total |  |  |  |  | 14.4639
|  | Labour Total |  |  |  |  | 1.7774
|  | Plant & Subcontract Total |  |  |  |  | 0.05796
|  | Direct Resource Cost |  |  |  |  | 16.2993
|  | Transport / Carriage | 5% of materials |  |  |  | 0.72319 | Adjust for haul distance
|  | Small Tools, Water & Sundries | 2.5% of labour + plant |  |  |  | 0.045885 | Traditional allowance
|  | PRIME COST |  |  |  |  | 17.0683
|  | Contractor Overheads | 10% |  |  |  | 1.7068 | Editable allowance
|  | Contractor Profit | 10% |  |  |  | 1.8775 | Editable allowance
|  | RATE PER BOQ UNIT | m² |  |  |  | 20.6527 | Excluding VAT
Note | Quantities are standard estimating constants and must be adjusted for specification, method, location and supplier quotations.
DETAILED RATE ANALYSIS — EAST AFRICAN QS FORMAT
Module / Ref | MODULE 1 | 12.06 | [5 empty] | MODULE 1¦12.06
BOQ Item | Provide formwork to stair edges, strings and exposed sides
Unit | m² | Pricing basis | Nairobi, Kenya — Sep 2026 | Currency | USD | VAT | Excluded
No. | Code | Resource Description | Category | Qty / BOQ Unit | Resource Unit | Rate (USD) | Amount (USD) | Remarks
1 | MAT-015 | Plywood sheet, 18mm | Material | 0.35 | m² | 7.7087 | 2.698 | East African productivity / consumption constant
2 | MAT-014 | Timber, softwood | Material | 0.02 | m³ | 527.4343 | 10.5487 | East African productivity / consumption constant
3 | LAB-005 | Carpenter / joiner | Labour | 0.8 | hr | 1.7388 | 1.391 | East African productivity / consumption constant
4 | LAB-002 | General labourer | Labour | 0.5 | hr | 0.7728 | 0.3864 | East African productivity / consumption constant
5 | PLT-016 | Small tools & consumables (allowance) | Plant & Tools | 0.1 | hr | 0.5796 | 0.05796 | East African productivity / consumption constant
6 | MAT-002 | Ancillary fittings, supports, fixings and connection materials | Material | 0.03 | item | 40.5719 | 1.2172 | East African productivity / consumption constant
|  | Materials Total |  |  |  |  | 14.4639
|  | Labour Total |  |  |  |  | 1.7774
|  | Plant & Subcontract Total |  |  |  |  | 0.05796
|  | Direct Resource Cost |  |  |  |  | 16.2993
|  | Transport / Carriage | 5% of materials |  |  |  | 0.72319 | Adjust for haul distance
|  | Small Tools, Water & Sundries | 2.5% of labour + plant |  |  |  | 0.045885 | Traditional allowance
|  | PRIME COST |  |  |  |  | 17.0683
|  | Contractor Overheads | 10% |  |  |  | 1.7068 | Editable allowance
|  | Contractor Profit | 10% |  |  |  | 1.8775 | Editable allowance
|  | RATE PER BOQ UNIT | m² |  |  |  | 20.6527 | Excluding VAT
Note | Quantities are standard estimating constants and must be adjusted for specification, method, location and supplier quotations.
DETAILED RATE ANALYSIS — EAST AFRICAN QS FORMAT
Module / Ref | MODULE 1 | 12.07 | [5 empty] | MODULE 1¦12.07
BOQ Item | Form stair nosings and continuous edge profiles
Unit | m | Pricing basis | Nairobi, Kenya — Sep 2026 | Currency | USD | VAT | Excluded
No. | Code | Resource Description | Category | Qty / BOQ Unit | Resource Unit | Rate (USD) | Amount (USD) | Remarks
1 | MAT-002 | Ancillary fittings, supports, fixings and connection materials | Material | 0.05 | item | 40.5719 | 2.0286 | East African productivity / consumption constant
2 | MAT-001 | Specified item / equipment (compliance / BIM item) | Material | 0.01 | item | 405.7187 | 4.0572 | Verify supplier/subcontract quotation
3 | LAB-003 | Skilled labourer | Labour | 0.25 | hr | 1.1592 | 0.2898 | East African productivity / consumption constant
4 | LAB-002 | General labourer | Labour | 0.12 | hr | 0.7728 | 0.092736 | East African productivity / consumption constant
5 | PLT-016 | Small tools & consumables (allowance) | Plant & Tools | 0.05 | hr | 0.5796 | 0.02898 | East African productivity / consumption constant
6 | SUB-001 | Testing / commissioning allowance | Subcontractor | 0 | item | 193.1994 | 0 | Verify supplier/subcontract quotation
|  | Materials Total |  |  |  |  | 6.0858
|  | Labour Total |  |  |  |  | 0.38253
|  | Plant & Subcontract Total |  |  |  |  | 0.02898
|  | Direct Resource Cost |  |  |  |  | 6.4973
|  | Transport / Carriage | 5% of materials |  |  |  | 0.30429 | Adjust for haul distance
|  | Small Tools, Water & Sundries | 2.5% of labour + plant |  |  |  | 0.010288 | Traditional allowance
|  | PRIME COST |  |  |  |  | 6.8119
|  | Contractor Overheads | 10% |  |  |  | 0.68119 | Editable allowance
|  | Contractor Profit | 10% |  |  |  | 0.74931 | Editable allowance
|  | RATE PER BOQ UNIT | m |  |  |  | 8.2424 | Excluding VAT
Note | Quantities are standard estimating constants and must be adjusted for specification, method, location and supplier quotations.
DETAILED RATE ANALYSIS — EAST AFRICAN QS FORMAT
Module / Ref | MODULE 1 | 12.08 | [5 empty] | MODULE 1¦12.08
BOQ Item | Supply and install cast-in inserts and fixings for handrails or balustrades
Unit | nr | Pricing basis | Nairobi, Kenya — Sep 2026 | Currency | USD | VAT | Excluded
No. | Code | Resource Description | Category | Qty / BOQ Unit | Resource Unit | Rate (USD) | Amount (USD) | Remarks
1 | MAT-114 | Holding-down bolt / cast-in fixing | Material | 1 | nr | 28.4003 | 28.4003 | Discipline-specific East African resource allowance
2 | MAT-009 | Reinforcement steel bar (rebar) | Material | 0.05 | tonne | 1176.5842 | 58.8292 | Discipline-specific East African resource allowance
3 | LAB-006 | Steel fixer | Labour | 2 | hr | 1.5456 | 3.0912 | Discipline-specific East African resource allowance
4 | LAB-002 | General labourer | Labour | 1 | hr | 0.7728 | 0.7728 | Discipline-specific East African resource allowance
5 | PLT-017 | Welding set | Plant & Tools | 0.02 | day | 46.3679 | 0.92736 | Discipline-specific East African resource allowance
6 | SUB-003 | Structural steel erection | Subcontractor | 0.002 | tonne | 270.4791 | 0.54096 | Discipline provisional allowance — verify quotation
|  | Materials Total |  |  |  |  | 87.2295
|  | Labour Total |  |  |  |  | 3.864
|  | Plant & Subcontract Total |  |  |  |  | 1.4683
|  | Direct Resource Cost |  |  |  |  | 92.5618
|  | Transport / Carriage | 5% of materials |  |  |  | 4.3615 | Adjust for haul distance
|  | Small Tools, Water & Sundries | 2.5% of labour + plant |  |  |  | 0.13331 | Traditional allowance
|  | PRIME COST |  |  |  |  | 97.0566
|  | Contractor Overheads | 10% |  |  |  | 9.7057 | Editable allowance
|  | Contractor Profit | 10% |  |  |  | 10.6762 | Editable allowance
|  | RATE PER BOQ UNIT | nr |  |  |  | 117.4385 | Excluding VAT
Note | Quantities are standard estimating constants and must be adjusted for specification, method, location and supplier quotations.
DETAILED RATE ANALYSIS — EAST AFRICAN QS FORMAT
Module / Ref | MODULE 1 | 12.09 | [5 empty] | MODULE 1¦12.09
BOQ Item | Apply specified finish to exposed stair treads and landings
Unit | m² | Pricing basis | Nairobi, Kenya — Sep 2026 | Currency | USD | VAT | Excluded
No. | Code | Resource Description | Category | Qty / BOQ Unit | Resource Unit | Rate (USD) | Amount (USD) | Remarks
1 | MAT-002 | Ancillary fittings, supports, fixings and connection materials | Material | 0.12 | item | 40.5719 | 4.8686 | East African productivity / consumption constant
2 | MAT-001 | Specified item / equipment (compliance / BIM item) | Material | 0.02 | item | 405.7187 | 8.1144 | Verify supplier/subcontract quotation
3 | LAB-003 | Skilled labourer | Labour | 0.5 | hr | 1.1592 | 0.5796 | East African productivity / consumption constant
4 | LAB-002 | General labourer | Labour | 0.25 | hr | 0.7728 | 0.1932 | East African productivity / consumption constant
5 | PLT-016 | Small tools & consumables (allowance) | Plant & Tools | 0.08 | hr | 0.5796 | 0.046368 | East African productivity / consumption constant
6 | SUB-001 | Testing / commissioning allowance | Subcontractor | 0 | item | 193.1994 | 0 | Verify supplier/subcontract quotation
|  | Materials Total |  |  |  |  | 12.983
|  | Labour Total |  |  |  |  | 0.7728
|  | Plant & Subcontract Total |  |  |  |  | 0.046368
|  | Direct Resource Cost |  |  |  |  | 13.8022
|  | Transport / Carriage | 5% of materials |  |  |  | 0.64915 | Adjust for haul distance
|  | Small Tools, Water & Sundries | 2.5% of labour + plant |  |  |  | 0.020479 | Traditional allowance
|  | PRIME COST |  |  |  |  | 14.4718
|  | Contractor Overheads | 10% |  |  |  | 1.4472 | Editable allowance
|  | Contractor Profit | 10% |  |  |  | 1.5919 | Editable allowance
|  | RATE PER BOQ UNIT | m² |  |  |  | 17.5109 | Excluding VAT
Note | Quantities are standard estimating constants and must be adjusted for specification, method, location and supplier quotations.
DETAILED RATE ANALYSIS — EAST AFRICAN QS FORMAT
Module / Ref | MODULE 1 | 12.1 | [5 empty] | MODULE 1¦12.1
BOQ Item | Apply anti-slip treatment over the complete finished tread and landing area
Unit | m² | Pricing basis | Nairobi, Kenya — Sep 2026 | Currency | USD | VAT | Excluded
No. | Code | Resource Description | Category | Qty / BOQ Unit | Resource Unit | Rate (USD) | Amount (USD) | Remarks
1 | MAT-002 | o | Material | 0.12 | item | 40.5719 | 4.8686 | East African productivity / consumption constant
2 | MAT-001 | Specified item / equipment (compliance / BIM item) | Material | 0.02 | item | 405.7187 | 8.1144 | Verify supplier/subcontract quotation
3 | LAB-003 | Skilled labourer | Labour | 0.5 | hr | 1.1592 | 0.5796 | East African productivity / consumption constant
4 | LAB-002 | General labourer | Labour | 0.25 | hr | 0.7728 | 0.1932 | East African productivity / consumption constant
5 | PLT-016 | Small tools & consumables (allowance) | Plant & Tools | 0.08 | hr | 0.5796 | 0.046368 | East African productivity / consumption constant
6 | SUB-001 | Testing / commissioning allowance | Subcontractor | 0 | item | 193.1994 | 0 | Verify supplier/subcontract quotation
|  | Materials Total |  |  |  |  | 12.983
|  | Labour Total |  |  |  |  | 0.7728
|  | Plant & Subcontract Total |  |  |  |  | 0.046368
|  | Direct Resource Cost |  |  |  |  | 13.8022
|  | Transport / Carriage | 5% of materials |  |  |  | 0.64915 | Adjust for haul distance
|  | Small Tools, Water & Sundries | 2.5% of labour + plant |  |  |  | 0.020479 | Traditional allowance
|  | PRIME COST |  |  |  |  | 14.4718
|  | Contractor Overheads | 10% |  |  |  | 1.4472 | Editable allowance
|  | Contractor Profit | 10% |  |  |  | 1.5919 | Editable allowance
|  | RATE PER BOQ UNIT | m² |  |  |  | 17.5109 | Excluding VAT
Note | Quantities are standard estimating constants and must be adjusted for specification, method, location and supplier quotations.
DETAILED RATE ANALYSIS — EAST AFRICAN QS FORMAT
Module / Ref | MODULE 1 | 12.11 | [5 empty] | MODULE 1¦12.11
BOQ Item | Apply fair-faced finish to exposed stair soffits
Unit | m² | Pricing basis | Nairobi, Kenya — Sep 2026 | Currency | USD | VAT | Excluded
No. | Code | Resource Description | Category | Qty / BOQ Unit | Resource Unit | Rate (USD) | Amount (USD) | Remarks
1 | MAT-002 | Ancillary fittings, supports, fixings and connection materials | Material | 0.12 | item | 40.5719 | 4.8686 | East African productivity / consumption constant
2 | MAT-001 | Specified item / equipment (compliance / BIM item) | Material | 0.02 | item | 405.7187 | 8.1144 | Verify supplier/subcontract quotation
3 | LAB-003 | Skilled labourer | Labour | 0.5 | hr | 1.1592 | 0.5796 | East African productivity / consumption constant
4 | LAB-002 | General labourer | Labour | 0.25 | hr | 0.7728 | 0.1932 | East African productivity / consumption constant
5 | PLT-016 | Small tools & consumables (allowance) | Plant & Tools | 0.08 | hr | 0.5796 | 0.046368 | East African productivity / consumption constant
6 | SUB-001 | Testing / commissioning allowance | Subcontractor | 0 | item | 193.1994 | 0 | Verify supplier/subcontract quotation
|  | Materials Total |  |  |  |  | 12.983
|  | Labour Total |  |  |  |  | 0.7728
|  | Plant & Subcontract Total |  |  |  |  | 0.046368
|  | Direct Resource Cost |  |  |  |  | 13.8022
|  | Transport / Carriage | 5% of materials |  |  |  | 0.64915 | Adjust for haul distance
|  | Small Tools, Water & Sundries | 2.5% of labour + plant |  |  |  | 0.020479 | Traditional allowance
|  | PRIME COST |  |  |  |  | 14.4718
|  | Contractor Overheads | 10% |  |  |  | 1.4472 | Editable allowance
|  | Contractor Profit | 10% |  |  |  | 1.5919 | Editable allowance
|  | RATE PER BOQ UNIT | m² |  |  |  | 17.5109 | Excluding VAT
Note | Quantities are standard estimating constants and must be adjusted for specification, method, location and supplier quotations.
DETAILED RATE ANALYSIS — EAST AFRICAN QS FORMAT
Module / Ref | MODULE 1 | 13.01 | [5 empty] | MODULE 1¦13.01
BOQ Item | Supply, cut, bend and fix reinforcement to ramp slabs, edges and upstands
Unit | t | Pricing basis | Nairobi, Kenya — Sep 2026 | Currency | USD | VAT | Excluded
No. | Code | Resource Description | Category | Qty / BOQ Unit | Resource Unit | Rate (USD) | Amount (USD) | Remarks
1 | MAT-149 | Microphone / DI box / stand | Material | 1 | nr | 198.9954 | 198.9954 | Specific East African resource constant
2 | MAT-135 | Copper/fibre patch lead | Material | 1 | nr | 12.1716 | 12.1716 | Specific East African resource constant
3 | LAB-019 | ELV/ICT/security technician | Labour | 0.8 | hr | 2.7048 | 2.1638 | Specific East African resource constant
4 | LAB-002 | General labourer | Labour | 0.2 | hr | 0.7728 | 0.15456 | Specific East African resource constant
5 | PLT-018 | Electrical/ICT test instruments | Plant & Tools | 0.02 | day | 38.6399 | 0.7728 | Specific East African resource constant
6 | SUB-015 | AV/PA installation and commissioning | Subcontractor | 0.002 | item | 3091.1901 | 6.1824 | Verify local quotation / authority charge
|  | Materials Total |  |  |  |  | 211.1669
|  | Labour Total |  |  |  |  | 2.3184
|  | Plant & Subcontract Total |  |  |  |  | 6.9552
|  | Direct Resource Cost |  |  |  |  | 220.4405
|  | Transport / Carriage | 5% of materials |  |  |  | 10.5583 | Adjust for haul distance
|  | Small Tools, Water & Sundries | 2.5% of labour + plant |  |  |  | 0.23184 | Traditional allowance
|  | PRIME COST |  |  |  |  | 231.2307
|  | Contractor Overheads | 10% |  |  |  | 23.1231 | Editable allowance
|  | Contractor Profit | 10% |  |  |  | 25.4354 | Editable allowance
|  | RATE PER BOQ UNIT | t |  |  |  | 279.7891 | Excluding VAT
Note | Quantities are standard estimating constants and must be adjusted for specification, method, location and supplier quotations.
DETAILED RATE ANALYSIS — EAST AFRICAN QS FORMAT
Module / Ref | MODULE 1 | 13.02 | [5 empty] | MODULE 1¦13.02
BOQ Item | Supply, place, compact and cure reinforced concrete ramp slab
Unit | m³ | Pricing basis | Nairobi, Kenya — Sep 2026 | Currency | USD | VAT | Excluded
No. | Code | Resource Description | Category | Qty / BOQ Unit | Resource Unit | Rate (USD) | Amount (USD) | Remarks
1 | MAT-008 | Ready-mix concrete, C32/40 | Material | 1.03 | m³ | 129.83 | 133.7249 | East African productivity / consumption constant
2 | MAT-002 | Ancillary fittings, supports, fixings and connection materials | Material | 0.03 | item | 40.5719 | 1.2172 | East African productivity / consumption constant
3 | LAB-007 | Concreter | Labour | 1.5 | hr | 1.3524 | 2.0286 | East African productivity / consumption constant
4 | LAB-002 | General labourer | Labour | 1.5 | hr | 0.7728 | 1.1592 | East African productivity / consumption constant
5 | PLT-003 | Poker vibrator | Plant & Tools | 0.1 | day | 23.1839 | 2.3184 | East African productivity / consumption constant
6 | PLT-012 | Concrete pump | Plant & Tools | 0.03 | day | 502.3184 | 15.0696 | East African productivity / consumption constant
|  | Materials Total |  |  |  |  | 134.942
|  | Labour Total |  |  |  |  | 3.1878
|  | Plant & Subcontract Total |  |  |  |  | 17.3879
|  | Direct Resource Cost |  |  |  |  | 155.5178
|  | Transport / Carriage | 5% of materials |  |  |  | 6.7471 | Adjust for haul distance
|  | Small Tools, Water & Sundries | 2.5% of labour + plant |  |  |  | 0.51439 | Traditional allowance
|  | PRIME COST |  |  |  |  | 162.7793
|  | Contractor Overheads | 10% |  |  |  | 16.2779 | Editable allowance
|  | Contractor Profit | 10% |  |  |  | 17.9057 | Editable allowance
|  | RATE PER BOQ UNIT | m³ |  |  |  | 196.9629 | Excluding VAT
Note | Quantities are standard estimating constants and must be adjusted for specification, method, location and supplier quotations.
DETAILED RATE ANALYSIS — EAST AFRICAN QS FORMAT
Module / Ref | MODULE 1 | 13.03 | [5 empty] | MODULE 1¦13.03
BOQ Item | Provide formwork to suspended ramp soffit
Unit | m² | Pricing basis | Nairobi, Kenya — Sep 2026 | Currency | USD | VAT | Excluded
No. | Code | Resource Description | Category | Qty / BOQ Unit | Resource Unit | Rate (USD) | Amount (USD) | Remarks
1 | MAT-015 | Plywood sheet, 18mm | Material | 0.35 | m² | 7.7087 | 2.698 | East African productivity / consumption constant
2 | MAT-014 | Timber, softwood | Material | 0.02 | m³ | 527.4343 | 10.5487 | East African productivity / consumption constant
3 | LAB-005 | Carpenter / joiner | Labour | 0.8 | hr | 1.7388 | 1.391 | East African productivity / consumption constant
4 | LAB-002 | General labourer | Labour | 0.5 | hr | 0.7728 | 0.3864 | East African productivity / consumption constant
5 | PLT-016 | Small tools & consumables (allowance) | Plant & Tools | 0.1 | hr | 0.5796 | 0.05796 | East African productivity / consumption constant
6 | MAT-002 | Ancillary fittings, supports, fixings and connection materials | Material | 0.03 | item | 40.5719 | 1.2172 | East African productivity / consumption constant
|  | Materials Total |  |  |  |  | 14.4639
|  | Labour Total |  |  |  |  | 1.7774
|  | Plant & Subcontract Total |  |  |  |  | 0.05796
|  | Direct Resource Cost |  |  |  |  | 16.2993
|  | Transport / Carriage | 5% of materials |  |  |  | 0.72319 | Adjust for haul distance
|  | Small Tools, Water & Sundries | 2.5% of labour + plant |  |  |  | 0.045885 | Traditional allowance
|  | PRIME COST |  |  |  |  | 17.0683
|  | Contractor Overheads | 10% |  |  |  | 1.7068 | Editable allowance
|  | Contractor Profit | 10% |  |  |  | 1.8775 | Editable allowance
|  | RATE PER BOQ UNIT | m² |  |  |  | 20.6527 | Excluding VAT
Note | Quantities are standard estimating constants and must be adjusted for specification, method, location and supplier quotations.
DETAILED RATE ANALYSIS — EAST AFRICAN QS FORMAT
Module / Ref | MODULE 1 | 13.04 | [5 empty] | MODULE 1¦13.04
BOQ Item | Provide formwork to ramp edges and upstand faces
Unit | m² | Pricing basis | Nairobi, Kenya — Sep 2026 | Currency | USD | VAT | Excluded
No. | Code | Resource Description | Category | Qty / BOQ Unit | Resource Unit | Rate (USD) | Amount (USD) | Remarks
1 | MAT-015 | Plywood sheet, 18mm | Material | 0.35 | m² | 7.7087 | 2.698 | East African productivity / consumption constant
2 | MAT-014 | Timber, softwood | Material | 0.02 | m³ | 527.4343 | 10.5487 | East African productivity / consumption constant
3 | LAB-005 | Carpenter / joiner | Labour | 0.8 | hr | 1.7388 | 1.391 | East African productivity / consumption constant
4 | LAB-002 | General labourer | Labour | 0.5 | hr | 0.7728 | 0.3864 | East African productivity / consumption constant
5 | PLT-016 | Small tools & consumables (allowance) | Plant & Tools | 0.1 | hr | 0.5796 | 0.05796 | East African productivity / consumption constant
6 | MAT-002 | Ancillary fittings, supports, fixings and connection materials | Material | 0.03 | item | 40.5719 | 1.2172 | East African productivity / consumption constant
|  | Materials Total |  |  |  |  | 14.4639
|  | Labour Total |  |  |  |  | 1.7774
|  | Plant & Subcontract Total |  |  |  |  | 0.05796
|  | Direct Resource Cost |  |  |  |  | 16.2993
|  | Transport / Carriage | 5% of materials |  |  |  | 0.72319 | Adjust for haul distance
|  | Small Tools, Water & Sundries | 2.5% of labour + plant |  |  |  | 0.045885 | Traditional allowance
|  | PRIME COST |  |  |  |  | 17.0683
|  | Contractor Overheads | 10% |  |  |  | 1.7068 | Editable allowance
|  | Contractor Profit | 10% |  |  |  | 1.8775 | Editable allowance
|  | RATE PER BOQ UNIT | m² |  |  |  | 20.6527 | Excluding VAT
Note | Quantities are standard estimating constants and must be adjusted for specification, method, location and supplier quotations.
DETAILED RATE ANALYSIS — EAST AFRICAN QS FORMAT
Module / Ref | MODULE 1 | 13.05 | [5 empty] | MODULE 1¦13.05
BOQ Item | Supply and construct reinforced-concrete upstands to ramp edges
Unit | m³ | Pricing basis | Nairobi, Kenya — Sep 2026 | Currency | USD | VAT | Excluded
No. | Code | Resource Description | Category | Qty / BOQ Unit | Resource Unit | Rate (USD) | Amount (USD) | Remarks
1 | MAT-149 | Microphone / DI box / stand | Material | 1 | nr | 198.9954 | 198.9954 | Specific East African resource constant
2 | MAT-135 | Copper/fibre patch lead | Material | 1 | nr | 12.1716 | 12.1716 | Specific East African resource constant
3 | LAB-019 | ELV/ICT/security technician | Labour | 0.8 | hr | 2.7048 | 2.1638 | Specific East African resource constant
4 | LAB-002 | General labourer | Labour | 0.2 | hr | 0.7728 | 0.15456 | Specific East African resource constant
5 | PLT-018 | Electrical/ICT test instruments | Plant & Tools | 0.02 | day | 38.6399 | 0.7728 | Specific East African resource constant
6 | SUB-015 | AV/PA installation and commissioning | Subcontractor | 0.002 | item | 3091.1901 | 6.1824 | Verify local quotation / authority charge
|  | Materials Total |  |  |  |  | 211.1669
|  | Labour Total |  |  |  |  | 2.3184
|  | Plant & Subcontract Total |  |  |  |  | 6.9552
|  | Direct Resource Cost |  |  |  |  | 220.4405
|  | Transport / Carriage | 5% of materials |  |  |  | 10.5583 | Adjust for haul distance
|  | Small Tools, Water & Sundries | 2.5% of labour + plant |  |  |  | 0.23184 | Traditional allowance
|  | PRIME COST |  |  |  |  | 231.2307
|  | Contractor Overheads | 10% |  |  |  | 23.1231 | Editable allowance
|  | Contractor Profit | 10% |  |  |  | 25.4354 | Editable allowance
|  | RATE PER BOQ UNIT | m³ |  |  |  | 279.7891 | Excluding VAT
Note | Quantities are standard estimating constants and must be adjusted for specification, method, location and supplier quotations.
DETAILED RATE ANALYSIS — EAST AFRICAN QS FORMAT
Module / Ref | MODULE 1 | 13.06 | [5 empty] | MODULE 1¦13.06
BOQ Item | Supply and construct concrete kerbs or edge restraints
Unit | m | Pricing basis | Nairobi, Kenya — Sep 2026 | Currency | USD | VAT | Excluded
No. | Code | Resource Description | Category | Qty / BOQ Unit | Resource Unit | Rate (USD) | Amount (USD) | Remarks
1 | MAT-091 | Precast concrete kerb | Material | 1.05 | m | 7.3029 | 7.6681 | East African productivity / consumption constant
2 | MAT-007 | Ready-mix concrete, C25/30 | Material | 0.02 | m³ | 117.6584 | 2.3532 | East African productivity / consumption constant
3 | LAB-004 | Mason / bricklayer | Labour | 0.4 | hr | 1.5456 | 0.61824 | East African productivity / consumption constant
4 | LAB-002 | General labourer | Labour | 0.3 | hr | 0.7728 | 0.23184 | East African productivity / consumption constant
5 | PLT-014 | Compaction plate | Plant & Tools | 0.01 | day | 46.3679 | 0.46368 | East African productivity / consumption constant
6 | SUB-011 | Landscaping | Subcontractor | 0 | m² | 27.0479 | 0 | Verify supplier/subcontract quotation
|  | Materials Total |  |  |  |  | 10.0213
|  | Labour Total |  |  |  |  | 0.85008
|  | Plant & Subcontract Total |  |  |  |  | 0.46368
|  | Direct Resource Cost |  |  |  |  | 11.335
|  | Transport / Carriage | 5% of materials |  |  |  | 0.50106 | Adjust for haul distance
|  | Small Tools, Water & Sundries | 2.5% of labour + plant |  |  |  | 0.032844 | Traditional allowance
|  | PRIME COST |  |  |  |  | 11.8689
|  | Contractor Overheads | 10% |  |  |  | 1.1869 | Editable allowance
|  | Contractor Profit | 10% |  |  |  | 1.3056 | Editable allowance
|  | RATE PER BOQ UNIT | m |  |  |  | 14.3614 | Excluding VAT
Note | Quantities are standard estimating constants and must be adjusted for specification, method, location and supplier quotations.
DETAILED RATE ANALYSIS — EAST AFRICAN QS FORMAT
Module / Ref | MODULE 1 | 13.07 | [5 empty] | MODULE 1¦13.07
BOQ Item | Supply and install drainage channels incorporated into ramp construction
Unit | m | Pricing basis | Nairobi, Kenya — Sep 2026 | Currency | USD | VAT | Excluded
No. | Code | Resource Description | Category | Qty / BOQ Unit | Resource Unit | Rate (USD) | Amount (USD) | Remarks
1 | MAT-021 | PVC pipe, 110mm | Material | 1.05 | m | 3.4486 | 3.621 | East African productivity / consumption constant
2 | MAT-002 | Ancillary fittings, supports, fixings and connection materials | Material | 0.03 | item | 40.5719 | 1.2172 | East African productivity / consumption constant
3 | LAB-011 | Plumber | Labour | 0.35 | hr | 2.3184 | 0.81144 | East African productivity / consumption constant
4 | LAB-002 | General labourer | Labour | 0.15 | hr | 0.7728 | 0.11592 | East African productivity / consumption constant
5 | PLT-019 | Pipe threading/fusion equipment | Plant & Tools | 0.03 | day | 61.8238 | 1.8547 | East African productivity / consumption constant
6 | SUB-005 | Mechanical / HVAC installation | Subcontractor | 0 | item | 5795.9815 | 0 | Verify supplier/subcontract quotation
|  | Materials Total |  |  |  |  | 4.8382
|  | Labour Total |  |  |  |  | 0.92736
|  | Plant & Subcontract Total |  |  |  |  | 1.8547
|  | Direct Resource Cost |  |  |  |  | 7.6203
|  | Transport / Carriage | 5% of materials |  |  |  | 0.24191 | Adjust for haul distance
|  | Small Tools, Water & Sundries | 2.5% of labour + plant |  |  |  | 0.069552 | Traditional allowance
|  | PRIME COST |  |  |  |  | 7.9317
|  | Contractor Overheads | 10% |  |  |  | 0.79317 | Editable allowance
|  | Contractor Profit | 10% |  |  |  | 0.87249 | Editable allowance
|  | RATE PER BOQ UNIT | m |  |  |  | 9.5974 | Excluding VAT
Note | Quantities are standard estimating constants and must be adjusted for specification, method, location and supplier quotations.
DETAILED RATE ANALYSIS — EAST AFRICAN QS FORMAT
Module / Ref | MODULE 1 | 13.08 | [5 empty] | MODULE 1¦13.08
BOQ Item | Form and seal ramp construction joints
Unit | m | Pricing basis | Nairobi, Kenya — Sep 2026 | Currency | USD | VAT | Excluded
No. | Code | Resource Description | Category | Qty / BOQ Unit | Resource Unit | Rate (USD) | Amount (USD) | Remarks
1 | MAT-002 | Ancillary fittings, supports, fixings and connection materials | Material | 0.05 | item | 40.5719 | 2.0286 | East African productivity / consumption constant
2 | MAT-001 | Specified item / equipment (compliance / BIM item) | Material | 0.01 | item | 405.7187 | 4.0572 | Verify supplier/subcontract quotation
3 | LAB-003 | Skilled labourer | Labour | 0.25 | hr | 1.1592 | 0.2898 | East African productivity / consumption constant
4 | LAB-002 | General labourer | Labour | 0.12 | hr | 0.7728 | 0.092736 | East African productivity / consumption constant
5 | PLT-016 | Small tools & consumables (allowance) | Plant & Tools | 0.05 | hr | 0.5796 | 0.02898 | East African productivity / consumption constant
6 | SUB-001 | Testing / commissioning allowance | Subcontractor | 0 | item | 193.1994 | 0 | Verify supplier/subcontract quotation
|  | Materials Total |  |  |  |  | 6.0858
|  | Labour Total |  |  |  |  | 0.38253
|  | Plant & Subcontract Total |  |  |  |  | 0.02898
|  | Direct Resource Cost |  |  |  |  | 6.4973
|  | Transport / Carriage | 5% of materials |  |  |  | 0.30429 | Adjust for haul distance
|  | Small Tools, Water & Sundries | 2.5% of labour + plant |  |  |  | 0.010288 | Traditional allowance
|  | PRIME COST |  |  |  |  | 6.8119
|  | Contractor Overheads | 10% |  |  |  | 0.68119 | Editable allowance
|  | Contractor Profit | 10% |  |  |  | 0.74931 | Editable allowance
|  | RATE PER BOQ UNIT | m |  |  |  | 8.2424 | Excluding VAT
Note | Quantities are standard estimating constants and must be adjusted for specification, method, location and supplier quotations.
DETAILED RATE ANALYSIS — EAST AFRICAN QS FORMAT
Module / Ref | MODULE 1 | 13.09 | [5 empty] | MODULE 1¦13.09
BOQ Item | Form and seal movement or expansion joints
Unit | m | Pricing basis | Nairobi, Kenya — Sep 2026 | Currency | USD | VAT | Excluded
No. | Code | Resource Description | Category | Qty / BOQ Unit | Resource Unit | Rate (USD) | Amount (USD) | Remarks
1 | MAT-002 | Ancillary fittings, supports, fixings and connection materials | Material | 0.05 | item | 40.5719 | 2.0286 | East African productivity / consumption constant
2 | MAT-001 | Specified item / equipment (compliance / BIM item) | Material | 0.01 | item | 405.7187 | 4.0572 | Verify supplier/subcontract quotation
3 | LAB-003 | Skilled labourer | Labour | 0.25 | hr | 1.1592 | 0.2898 | East African productivity / consumption constant
4 | LAB-002 | General labourer | Labour | 0.12 | hr | 0.7728 | 0.092736 | East African productivity / consumption constant
5 | PLT-016 | Small tools & consumables (allowance) | Plant & Tools | 0.05 | hr | 0.5796 | 0.02898 | East African productivity / consumption constant
6 | SUB-001 | Testing / commissioning allowance | Subcontractor | 0 | item | 193.1994 | 0 | Verify supplier/subcontract quotation
|  | Materials Total |  |  |  |  | 6.0858
|  | Labour Total |  |  |  |  | 0.38253
|  | Plant & Subcontract Total |  |  |  |  | 0.02898
|  | Direct Resource Cost |  |  |  |  | 6.4973
|  | Transport / Carriage | 5% of materials |  |  |  | 0.30429 | Adjust for haul distance
|  | Small Tools, Water & Sundries | 2.5% of labour + plant |  |  |  | 0.010288 | Traditional allowance
|  | PRIME COST |  |  |  |  | 6.8119
|  | Contractor Overheads | 10% |  |  |  | 0.68119 | Editable allowance
|  | Contractor Profit | 10% |  |  |  | 0.74931 | Editable allowance
|  | RATE PER BOQ UNIT | m |  |  |  | 8.2424 | Excluding VAT
Note | Quantities are standard estimating constants and must be adjusted for specification, method, location and supplier quotations.
DETAILED RATE ANALYSIS — EAST AFRICAN QS FORMAT
Module / Ref | MODULE 1 | 13.1 | [5 empty] | MODULE 1¦13.1
BOQ Item | Apply brushed, grooved or specialist anti-slip finish to ramp surface
Unit | m² | Pricing basis | Nairobi, Kenya — Sep 2026 | Currency | USD | VAT | Excluded
No. | Code | Resource Description | Category | Qty / BOQ Unit | Resource Unit | Rate (USD) | Amount (USD) | Remarks
1 | MAT-002 | Ancillary fittings, supports, fixings and connection materials | Material | 0.12 | item | 40.5719 | 4.8686 | East African productivity / consumption constant
2 | MAT-001 | Specified item / equipment (compliance / BIM item) | Material | 0.02 | item | 405.7187 | 8.1144 | Verify supplier/subcontract quotation
3 | LAB-003 | Skilled labourer | Labour | 0.5 | hr | 1.1592 | 0.5796 | East African productivity / consumption constant
4 | LAB-002 | General labourer | Labour | 0.25 | hr | 0.7728 | 0.1932 | East African productivity / consumption constant
5 | PLT-016 | Small tools & consumables (allowance) | Plant & Tools | 0.08 | hr | 0.5796 | 0.046368 | East African productivity / consumption constant
6 | SUB-001 | Testing / commissioning allowance | Subcontractor | 0 | item | 193.1994 | 0 | Verify supplier/subcontract quotation
|  | Materials Total |  |  |  |  | 12.983
|  | Labour Total |  |  |  |  | 0.7728
|  | Plant & Subcontract Total |  |  |  |  | 0.046368
|  | Direct Resource Cost |  |  |  |  | 13.8022
|  | Transport / Carriage | 5% of materials |  |  |  | 0.64915 | Adjust for haul distance
|  | Small Tools, Water & Sundries | 2.5% of labour + plant |  |  |  | 0.020479 | Traditional allowance
|  | PRIME COST |  |  |  |  | 14.4718
|  | Contractor Overheads | 10% |  |  |  | 1.4472 | Editable allowance
|  | Contractor Profit | 10% |  |  |  | 1.5919 | Editable allowance
|  | RATE PER BOQ UNIT | m² |  |  |  | 17.5109 | Excluding VAT
Note | Quantities are standard estimating constants and must be adjusted for specification, method, location and supplier quotations.
DETAILED RATE ANALYSIS — EAST AFRICAN QS FORMAT
Module / Ref | MODULE 1 | 13.11 | [5 empty] | MODULE 1¦13.11
BOQ Item | Apply clear or resin sealer over the complete anti-slip ramp surface
Unit | m² | Pricing basis | Nairobi, Kenya — Sep 2026 | Currency | USD | VAT | Excluded
No. | Code | Resource Description | Category | Qty / BOQ Unit | Resource Unit | Rate (USD) | Amount (USD) | Remarks
1 | MAT-018 | Emulsion paint | Material | 0.22 | litre | 5.2743 | 1.1604 | East African productivity / consumption constant
2 | MAT-002 | Ancillary fittings, supports, fixings and connection materials | Material | 0.015 | item | 40.5719 | 0.60858 | East African productivity / consumption constant
3 | LAB-009 | Painter & decorator | Labour | 0.4 | hr | 1.3524 | 0.54096 | East African productivity / consumption constant
4 | LAB-002 | General labourer | Labour | 0.1 | hr | 0.7728 | 0.07728 | East African productivity / consumption constant
5 | PLT-016 | Small tools & consumables (allowance) | Plant & Tools | 0.05 | hr | 0.5796 | 0.02898 | East African productivity / consumption constant
6 | SUB-001 | Testing / commissioning allowance | Subcontractor | 0 | item | 193.1994 | 0 | Verify supplier/subcontract quotation
|  | Materials Total |  |  |  |  | 1.7689
|  | Labour Total |  |  |  |  | 0.61824
|  | Plant & Subcontract Total |  |  |  |  | 0.02898
|  | Direct Resource Cost |  |  |  |  | 2.4162
|  | Transport / Carriage | 5% of materials |  |  |  | 0.088447 | Adjust for haul distance
|  | Small Tools, Water & Sundries | 2.5% of labour + plant |  |  |  | 0.01618 | Traditional allowance
|  | PRIME COST |  |  |  |  | 2.5208
|  | Contractor Overheads | 10% |  |  |  | 0.25208 | Editable allowance
|  | Contractor Profit | 10% |  |  |  | 0.27729 | Editable allowance
|  | RATE PER BOQ UNIT | m² |  |  |  | 3.0501 | Excluding VAT
Note | Quantities are standard estimating constants and must be adjusted for specification, method, location and supplier quotations.
DETAILED RATE ANALYSIS — EAST AFRICAN QS FORMAT
Module / Ref | MODULE 1 | 13.12 | [5 empty] | MODULE 1¦13.12
BOQ Item | Provide waterproofing membrane to external or exposed ramp surface
Unit | m² | Pricing basis | Nairobi, Kenya — Sep 2026 | Currency | USD | VAT | Excluded
No. | Code | Resource Description | Category | Qty / BOQ Unit | Resource Unit | Rate (USD) | Amount (USD) | Remarks
1 | MAT-024 | Waterproof membrane | Material | 1.1 | m² | 6.8972 | 7.5869 | East African productivity / consumption constant
2 | MAT-002 | Ancillary fittings, supports, fixings and connection materials | Material | 0.03 | item | 40.5719 | 1.2172 | East African productivity / consumption constant
3 | LAB-003 | Skilled labourer | Labour | 0.3 | hr | 1.1592 | 0.34776 | East African productivity / consumption constant
4 | LAB-002 | General labourer | Labour | 0.2 | hr | 0.7728 | 0.15456 | East African productivity / consumption constant
5 | PLT-016 | Small tools & consumables (allowance) | Plant & Tools | 0.05 | hr | 0.5796 | 0.02898 | East African productivity / consumption constant
6 | SUB-001 | Testing / commissioning allowance | Subcontractor | 0 | item | 193.1994 | 0 | Verify supplier/subcontract quotation
|  | Materials Total |  |  |  |  | 8.8041
|  | Labour Total |  |  |  |  | 0.50232
|  | Plant & Subcontract Total |  |  |  |  | 0.02898
|  | Direct Resource Cost |  |  |  |  | 9.3354
|  | Transport / Carriage | 5% of materials |  |  |  | 0.4402 | Adjust for haul distance
|  | Small Tools, Water & Sundries | 2.5% of labour + plant |  |  |  | 0.013282 | Traditional allowance
|  | PRIME COST |  |  |  |  | 9.7889
|  | Contractor Overheads | 10% |  |  |  | 0.97889 | Editable allowance
|  | Contractor Profit | 10% |  |  |  | 1.0768 | Editable allowance
|  | RATE PER BOQ UNIT | m² |  |  |  | 11.8445 | Excluding VAT
Note | Quantities are standard estimating constants and must be adjusted for specification, method, location and supplier quotations.
DETAILED RATE ANALYSIS — EAST AFRICAN QS FORMAT
Module / Ref | MODULE 1 | 13.13 | [5 empty] | MODULE 1¦13.13
BOQ Item | Provide protection layer over the complete waterproofed ramp surface
Unit | m² | Pricing basis | Nairobi, Kenya — Sep 2026 | Currency | USD | VAT | Excluded
No. | Code | Resource Description | Category | Qty / BOQ Unit | Resource Unit | Rate (USD) | Amount (USD) | Remarks
1 | MAT-024 | Waterproof membrane | Material | 1.1 | m² | 6.8972 | 7.5869 | East African productivity / consumption constant
2 | MAT-002 | Ancillary fittings, supports, fixings and connection materials | Material | 0.03 | item | 40.5719 | 1.2172 | East African productivity / consumption constant
3 | LAB-003 | Skilled labourer | Labour | 0.3 | hr | 1.1592 | 0.34776 | East African productivity / consumption constant
4 | LAB-002 | General labourer | Labour | 0.2 | hr | 0.7728 | 0.15456 | East African productivity / consumption constant
5 | PLT-016 | Small tools & consumables (allowance) | Plant & Tools | 0.05 | hr | 0.5796 | 0.02898 | East African productivity / consumption constant
6 | SUB-001 | Testing / commissioning allowance | Subcontractor | 0 | item | 193.1994 | 0 | Verify supplier/subcontract quotation
|  | Materials Total |  |  |  |  | 8.8041
|  | Labour Total |  |  |  |  | 0.50232
|  | Plant & Subcontract Total |  |  |  |  | 0.02898
|  | Direct Resource Cost |  |  |  |  | 9.3354
|  | Transport / Carriage | 5% of materials |  |  |  | 0.4402 | Adjust for haul distance
|  | Small Tools, Water & Sundries | 2.5% of labour + plant |  |  |  | 0.013282 | Traditional allowance
|  | PRIME COST |  |  |  |  | 9.7889
|  | Contractor Overheads | 10% |  |  |  | 0.97889 | Editable allowance
|  | Contractor Profit | 10% |  |  |  | 1.0768 | Editable allowance
|  | RATE PER BOQ UNIT | m² |  |  |  | 11.8445 | Excluding VAT
Note | Quantities are standard estimating constants and must be adjusted for specification, method, location and supplier quotations.
DETAILED RATE ANALYSIS — EAST AFRICAN QS FORMAT
Module / Ref | MODULE 1 | 13.14 | [5 empty] | MODULE 1¦13.14
BOQ Item | Supply and install cast-in sleeves, plates, anchors or embedded items
Unit | nr | Pricing basis | Nairobi, Kenya — Sep 2026 | Currency | USD | VAT | Excluded
No. | Code | Resource Description | Category | Qty / BOQ Unit | Resource Unit | Rate (USD) | Amount (USD) | Remarks
1 | MAT-114 | Holding-down bolt / cast-in fixing | Material | 1 | nr | 28.4003 | 28.4003 | Discipline-specific East African resource allowance
2 | MAT-009 | Reinforcement steel bar (rebar) | Material | 0.05 | tonne | 1176.5842 | 58.8292 | Discipline-specific East African resource allowance
3 | LAB-006 | Steel fixer | Labour | 2 | hr | 1.5456 | 3.0912 | Discipline-specific East African resource allowance
4 | LAB-002 | General labourer | Labour | 1 | hr | 0.7728 | 0.7728 | Discipline-specific East African resource allowance
5 | PLT-017 | Welding set | Plant & Tools | 0.02 | day | 46.3679 | 0.92736 | Discipline-specific East African resource allowance
6 | SUB-003 | Structural steel erection | Subcontractor | 0.002 | tonne | 270.4791 | 0.54096 | Discipline provisional allowance — verify quotation
|  | Materials Total |  |  |  |  | 87.2295
|  | Labour Total |  |  |  |  | 3.864
|  | Plant & Subcontract Total |  |  |  |  | 1.4683
|  | Direct Resource Cost |  |  |  |  | 92.5618
|  | Transport / Carriage | 5% of materials |  |  |  | 4.3615 | Adjust for haul distance
|  | Small Tools, Water & Sundries | 2.5% of labour + plant |  |  |  | 0.13331 | Traditional allowance
|  | PRIME COST |  |  |  |  | 97.0566
|  | Contractor Overheads | 10% |  |  |  | 9.7057 | Editable allowance
|  | Contractor Profit | 10% |  |  |  | 10.6762 | Editable allowance
|  | RATE PER BOQ UNIT | nr |  |  |  | 117.4385 | Excluding VAT
Note | Quantities are standard estimating constants and must be adjusted for specification, method, location and supplier quotations.
DETAILED RATE ANALYSIS — EAST AFRICAN QS FORMAT
Module / Ref | MODULE 1 | 14.01 | [5 empty] | MODULE 1¦14.01
BOQ Item | Supply, cut, bend and fix reinforcement mesh and loose bars to roof slab
Unit | t | Pricing basis | Nairobi, Kenya — Sep 2026 | Currency | USD | VAT | Excluded
No. | Code | Resource Description | Category | Qty / BOQ Unit | Resource Unit | Rate (USD) | Amount (USD) | Remarks
1 | MAT-009 | Reinforcement steel bar (rebar) | Material | 1.05 | tonne | 1176.5842 | 1235.4134 | East African productivity / consumption constant
2 | MAT-002 | Ancillary fittings, supports, fixings and connection materials | Material | 0.08 | item | 40.5719 | 3.2457 | East African productivity / consumption constant
3 | LAB-006 | Steel fixer | Labour | 20 | hr | 1.5456 | 30.9119 | East African productivity / consumption constant
4 | LAB-002 | General labourer | Labour | 10 | hr | 0.7728 | 7.728 | East African productivity / consumption constant
5 | PLT-007 | Mobile crane, 25t | Plant & Tools | 0.05 | day | 1062.5966 | 53.1298 | East African productivity / consumption constant
6 | PLT-016 | Small tools & consumables (allowance) | Plant & Tools | 2 | hr | 0.5796 | 1.1592 | East African productivity / consumption constant
|  | Materials Total |  |  |  |  | 1238.6592
|  | Labour Total |  |  |  |  | 38.6399
|  | Plant & Subcontract Total |  |  |  |  | 54.289
|  | Direct Resource Cost |  |  |  |  | 1331.5881
|  | Transport / Carriage | 5% of materials |  |  |  | 61.933 | Adjust for haul distance
|  | Small Tools, Water & Sundries | 2.5% of labour + plant |  |  |  | 2.3232 | Traditional allowance
|  | PRIME COST |  |  |  |  | 1395.8443
|  | Contractor Overheads | 10% |  |  |  | 139.5844 | Editable allowance
|  | Contractor Profit | 10% |  |  |  | 153.5429 | Editable allowance
|  | RATE PER BOQ UNIT | t |  |  |  | 1688.9716 | Excluding VAT
Note | Quantities are standard estimating constants and must be adjusted for specification, method, location and supplier quotations.
DETAILED RATE ANALYSIS — EAST AFRICAN QS FORMAT
Module / Ref | MODULE 1 | 14.02 | [5 empty] | MODULE 1¦14.02
BOQ Item | Supply, place, compact and cure reinforced concrete roof slab, including local thickenings
Unit | m³ | Pricing basis | Nairobi, Kenya — Sep 2026 | Currency | USD | VAT | Excluded
No. | Code | Resource Description | Category | Qty / BOQ Unit | Resource Unit | Rate (USD) | Amount (USD) | Remarks
1 | MAT-008 | Ready-mix concrete, C32/40 | Material | 1.03 | m³ | 129.83 | 133.7249 | East African productivity / consumption constant
2 | MAT-002 | Ancillary fittings, supports, fixings and connection materials | Material | 0.03 | item | 40.5719 | 1.2172 | East African productivity / consumption constant
3 | LAB-007 | Concreter | Labour | 1.5 | hr | 1.3524 | 2.0286 | East African productivity / consumption constant
4 | LAB-002 | General labourer | Labour | 1.5 | hr | 0.7728 | 1.1592 | East African productivity / consumption constant
5 | PLT-003 | Poker vibrator | Plant & Tools | 0.1 | day | 23.1839 | 2.3184 | East African productivity / consumption constant
6 | PLT-012 | Concrete pump | Plant & Tools | 0.03 | day | 502.3184 | 15.0696 | East African productivity / consumption constant
|  | Materials Total |  |  |  |  | 134.942
|  | Labour Total |  |  |  |  | 3.1878
|  | Plant & Subcontract Total |  |  |  |  | 17.3879
|  | Direct Resource Cost |  |  |  |  | 155.5178
|  | Transport / Carriage | 5% of materials |  |  |  | 6.7471 | Adjust for haul distance
|  | Small Tools, Water & Sundries | 2.5% of labour + plant |  |  |  | 0.51439 | Traditional allowance
|  | PRIME COST |  |  |  |  | 162.7793
|  | Contractor Overheads | 10% |  |  |  | 16.2779 | Editable allowance
|  | Contractor Profit | 10% |  |  |  | 17.9057 | Editable allowance
|  | RATE PER BOQ UNIT | m³ |  |  |  | 196.9629 | Excluding VAT
Note | Quantities are standard estimating constants and must be adjusted for specification, method, location and supplier quotations.
DETAILED RATE ANALYSIS — EAST AFRICAN QS FORMAT
Module / Ref | MODULE 1 | 14.03 | [5 empty] | MODULE 1¦14.03
BOQ Item | Provide soffit formwork to reinforced-concrete roof slab
Unit | m² | Pricing basis | Nairobi, Kenya — Sep 2026 | Currency | USD | VAT | Excluded
No. | Code | Resource Description | Category | Qty / BOQ Unit | Resource Unit | Rate (USD) | Amount (USD) | Remarks
1 | MAT-015 | Plywood sheet, 18mm | Material | 0.35 | m² | 7.7087 | 2.698 | East African productivity / consumption constant
2 | MAT-014 | Timber, softwood | Material | 0.02 | m³ | 527.4343 | 10.5487 | East African productivity / consumption constant
3 | LAB-005 | Carpenter / joiner | Labour | 0.8 | hr | 1.7388 | 1.391 | East African productivity / consumption constant
4 | LAB-002 | General labourer | Labour | 0.5 | hr | 0.7728 | 0.3864 | East African productivity / consumption constant
5 | PLT-016 | Small tools & consumables (allowance) | Plant & Tools | 0.1 | hr | 0.5796 | 0.05796 | East African productivity / consumption constant
6 | MAT-002 | Ancillary fittings, supports, fixings and connection materials | Material | 0.03 | item | 40.5719 | 1.2172 | East African productivity / consumption constant
|  | Materials Total |  |  |  |  | 14.4639
|  | Labour Total |  |  |  |  | 1.7774
|  | Plant & Subcontract Total |  |  |  |  | 0.05796
|  | Direct Resource Cost |  |  |  |  | 16.2993
|  | Transport / Carriage | 5% of materials |  |  |  | 0.72319 | Adjust for haul distance
|  | Small Tools, Water & Sundries | 2.5% of labour + plant |  |  |  | 0.045885 | Traditional allowance
|  | PRIME COST |  |  |  |  | 17.0683
|  | Contractor Overheads | 10% |  |  |  | 1.7068 | Editable allowance
|  | Contractor Profit | 10% |  |  |  | 1.8775 | Editable allowance
|  | RATE PER BOQ UNIT | m² |  |  |  | 20.6527 | Excluding VAT
Note | Quantities are standard estimating constants and must be adjusted for specification, method, location and supplier quotations.
DETAILED RATE ANALYSIS — EAST AFRICAN QS FORMAT
Module / Ref | MODULE 1 | 14.04 | [5 empty] | MODULE 1¦14.04
BOQ Item | Provide formwork to roof slab edges, upstands, kerbs, drops and penetrations
Unit | m² | Pricing basis | Nairobi, Kenya — Sep 2026 | Currency | USD | VAT | Excluded
No. | Code | Resource Description | Category | Qty / BOQ Unit | Resource Unit | Rate (USD) | Amount (USD) | Remarks
1 | MAT-149 | Microphone / DI box / stand | Material | 1 | nr | 198.9954 | 198.9954 | Specific East African resource constant
2 | MAT-135 | Copper/fibre patch lead | Material | 1 | nr | 12.1716 | 12.1716 | Specific East African resource constant
3 | LAB-019 | ELV/ICT/security technician | Labour | 0.8 | hr | 2.7048 | 2.1638 | Specific East African resource constant
4 | LAB-002 | General labourer | Labour | 0.2 | hr | 0.7728 | 0.15456 | Specific East African resource constant
5 | PLT-018 | Electrical/ICT test instruments | Plant & Tools | 0.02 | day | 38.6399 | 0.7728 | Specific East African resource constant
6 | SUB-015 | AV/PA installation and commissioning | Subcontractor | 0.002 | item | 3091.1901 | 6.1824 | Verify local quotation / authority charge
|  | Materials Total |  |  |  |  | 211.1669
|  | Labour Total |  |  |  |  | 2.3184
|  | Plant & Subcontract Total |  |  |  |  | 6.9552
|  | Direct Resource Cost |  |  |  |  | 220.4405
|  | Transport / Carriage | 5% of materials |  |  |  | 10.5583 | Adjust for haul distance
|  | Small Tools, Water & Sundries | 2.5% of labour + plant |  |  |  | 0.23184 | Traditional allowance
|  | PRIME COST |  |  |  |  | 231.2307
|  | Contractor Overheads | 10% |  |  |  | 23.1231 | Editable allowance
|  | Contractor Profit | 10% |  |  |  | 25.4354 | Editable allowance
|  | RATE PER BOQ UNIT | m² |  |  |  | 279.7891 | Excluding VAT
Note | Quantities are standard estimating constants and must be adjusted for specification, method, location and supplier quotations.
DETAILED RATE ANALYSIS — EAST AFRICAN QS FORMAT
Module / Ref | MODULE 1 | 14.05 | [5 empty] | MODULE 1¦14.05
BOQ Item | Provide screed or concrete layer to form roof falls
Unit | m³ | Pricing basis | Nairobi, Kenya — Sep 2026 | Currency | USD | VAT | Excluded
No. | Code | Resource Description | Category | Qty / BOQ Unit | Resource Unit | Rate (USD) | Amount (USD) | Remarks
1 | MAT-007 | Ready-mix concrete, C25/30 | Material | 1.03 | m³ | 117.6584 | 121.1882 | East African productivity / consumption constant
2 | MAT-002 | Ancillary fittings, supports, fixings and connection materials | Material | 0.03 | item | 40.5719 | 1.2172 | East African productivity / consumption constant
3 | LAB-007 | Concreter | Labour | 1.5 | hr | 1.3524 | 2.0286 | East African productivity / consumption constant
4 | LAB-002 | General labourer | Labour | 1.5 | hr | 0.7728 | 1.1592 | East African productivity / consumption constant
5 | PLT-003 | Poker vibrator | Plant & Tools | 0.1 | day | 23.1839 | 2.3184 | East African productivity / consumption constant
6 | PLT-012 | Concrete pump | Plant & Tools | 0.03 | day | 502.3184 | 15.0696 | East African productivity / consumption constant
|  | Materials Total |  |  |  |  | 122.4053
|  | Labour Total |  |  |  |  | 3.1878
|  | Plant & Subcontract Total |  |  |  |  | 17.3879
|  | Direct Resource Cost |  |  |  |  | 142.9811
|  | Transport / Carriage | 5% of materials |  |  |  | 6.1203 | Adjust for haul distance
|  | Small Tools, Water & Sundries | 2.5% of labour + plant |  |  |  | 0.51439 | Traditional allowance
|  | PRIME COST |  |  |  |  | 149.6157
|  | Contractor Overheads | 10% |  |  |  | 14.9616 | Editable allowance
|  | Contractor Profit | 10% |  |  |  | 16.4577 | Editable allowance
|  | RATE PER BOQ UNIT | m³ |  |  |  | 181.035 | Excluding VAT
Note | Quantities are standard estimating constants and must be adjusted for specification, method, location and supplier quotations.
DETAILED RATE ANALYSIS — EAST AFRICAN QS FORMAT
Module / Ref | MODULE 1 | 14.06 | [5 empty] | MODULE 1¦14.06
BOQ Item | Provide roof waterproofing membrane, including laps, upstands and penetration detailing
Unit | m² | Pricing basis | Nairobi, Kenya — Sep 2026 | Currency | USD | VAT | Excluded
No. | Code | Resource Description | Category | Qty / BOQ Unit | Resource Unit | Rate (USD) | Amount (USD) | Remarks
1 | MAT-149 | Microphone / DI box / stand | Material | 1 | nr | 198.9954 | 198.9954 | Specific East African resource constant
2 | MAT-135 | Copper/fibre patch lead | Material | 1 | nr | 12.1716 | 12.1716 | Specific East African resource constant
3 | LAB-019 | ELV/ICT/security technician | Labour | 0.8 | hr | 2.7048 | 2.1638 | Specific East African resource constant
4 | LAB-002 | General labourer | Labour | 0.2 | hr | 0.7728 | 0.15456 | Specific East African resource constant
5 | PLT-018 | Electrical/ICT test instruments | Plant & Tools | 0.02 | day | 38.6399 | 0.7728 | Specific East African resource constant
6 | SUB-015 | AV/PA installation and commissioning | Subcontractor | 0.002 | item | 3091.1901 | 6.1824 | Verify local quotation / authority charge
|  | Materials Total |  |  |  |  | 211.1669
|  | Labour Total |  |  |  |  | 2.3184
|  | Plant & Subcontract Total |  |  |  |  | 6.9552
|  | Direct Resource Cost |  |  |  |  | 220.4405
|  | Transport / Carriage | 5% of materials |  |  |  | 10.5583 | Adjust for haul distance
|  | Small Tools, Water & Sundries | 2.5% of labour + plant |  |  |  | 0.23184 | Traditional allowance
|  | PRIME COST |  |  |  |  | 231.2307
|  | Contractor Overheads | 10% |  |  |  | 23.1231 | Editable allowance
|  | Contractor Profit | 10% |  |  |  | 25.4354 | Editable allowance
|  | RATE PER BOQ UNIT | m² |  |  |  | 279.7891 | Excluding VAT
Note | Quantities are standard estimating constants and must be adjusted for specification, method, location and supplier quotations.
DETAILED RATE ANALYSIS — EAST AFRICAN QS FORMAT
Module / Ref | MODULE 1 | 14.07 | [5 empty] | MODULE 1¦14.07
BOQ Item | Provide protection fleece over the complete roof waterproofing membrane
Unit | m² | Pricing basis | Nairobi, Kenya — Sep 2026 | Currency | USD | VAT | Excluded
No. | Code | Resource Description | Category | Qty / BOQ Unit | Resource Unit | Rate (USD) | Amount (USD) | Remarks
1 | MAT-024 | Waterproof membrane | Material | 1.1 | m² | 6.8972 | 7.5869 | East African productivity / consumption constant
2 | MAT-002 | Ancillary fittings, supports, fixings and connection materials | Material | 0.03 | item | 40.5719 | 1.2172 | East African productivity / consumption constant
3 | LAB-003 | Skilled labourer | Labour | 0.3 | hr | 1.1592 | 0.34776 | East African productivity / consumption constant
4 | LAB-002 | General labourer | Labour | 0.2 | hr | 0.7728 | 0.15456 | East African productivity / consumption constant
5 | PLT-016 | Small tools & consumables (allowance) | Plant & Tools | 0.05 | hr | 0.5796 | 0.02898 | East African productivity / consumption constant
6 | SUB-001 | Testing / commissioning allowance | Subcontractor | 0 | item | 193.1994 | 0 | Verify supplier/subcontract quotation
|  | Materials Total |  |  |  |  | 8.8041
|  | Labour Total |  |  |  |  | 0.50232
|  | Plant & Subcontract Total |  |  |  |  | 0.02898
|  | Direct Resource Cost |  |  |  |  | 9.3354
|  | Transport / Carriage | 5% of materials |  |  |  | 0.4402 | Adjust for haul distance
|  | Small Tools, Water & Sundries | 2.5% of labour + plant |  |  |  | 0.013282 | Traditional allowance
|  | PRIME COST |  |  |  |  | 9.7889
|  | Contractor Overheads | 10% |  |  |  | 0.97889 | Editable allowance
|  | Contractor Profit | 10% |  |  |  | 1.0768 | Editable allowance
|  | RATE PER BOQ UNIT | m² |  |  |  | 11.8445 | Excluding VAT
Note | Quantities are standard estimating constants and must be adjusted for specification, method, location and supplier quotations.
DETAILED RATE ANALYSIS — EAST AFRICAN QS FORMAT
Module / Ref | MODULE 1 | 14.08 | [5 empty] | MODULE 1¦14.08
BOQ Item | Provide roof insulation over the complete horizontal waterproofed area
Unit | m² | Pricing basis | Nairobi, Kenya — Sep 2026 | Currency | USD | VAT | Excluded
No. | Code | Resource Description | Category | Qty / BOQ Unit | Resource Unit | Rate (USD) | Amount (USD) | Remarks
1 | MAT-024 | Waterproof membrane | Material | 1.1 | m² | 6.8972 | 7.5869 | East African productivity / consumption constant
2 | MAT-002 | Ancillary fittings, supports, fixings and connection materials | Material | 0.03 | item | 40.5719 | 1.2172 | East African productivity / consumption constant
3 | LAB-003 | Skilled labourer | Labour | 0.3 | hr | 1.1592 | 0.34776 | East African productivity / consumption constant
4 | LAB-002 | General labourer | Labour | 0.2 | hr | 0.7728 | 0.15456 | East African productivity / consumption constant
5 | PLT-016 | Small tools & consumables (allowance) | Plant & Tools | 0.05 | hr | 0.5796 | 0.02898 | East African productivity / consumption constant
6 | SUB-001 | Testing / commissioning allowance | Subcontractor | 0 | item | 193.1994 | 0 | Verify supplier/subcontract quotation
|  | Materials Total |  |  |  |  | 8.8041
|  | Labour Total |  |  |  |  | 0.50232
|  | Plant & Subcontract Total |  |  |  |  | 0.02898
|  | Direct Resource Cost |  |  |  |  | 9.3354
|  | Transport / Carriage | 5% of materials |  |  |  | 0.4402 | Adjust for haul distance
|  | Small Tools, Water & Sundries | 2.5% of labour + plant |  |  |  | 0.013282 | Traditional allowance
|  | PRIME COST |  |  |  |  | 9.7889
|  | Contractor Overheads | 10% |  |  |  | 0.97889 | Editable allowance
|  | Contractor Profit | 10% |  |  |  | 1.0768 | Editable allowance
|  | RATE PER BOQ UNIT | m² |  |  |  | 11.8445 | Excluding VAT
Note | Quantities are standard estimating constants and must be adjusted for specification, method, location and supplier quotations.
DETAILED RATE ANALYSIS — EAST AFRICAN QS FORMAT
Module / Ref | MODULE 1 | 14.09 | [5 empty] | MODULE 1¦14.09
BOQ Item | Provide roof protection board or cover board
Unit | m² | Pricing basis | Nairobi, Kenya — Sep 2026 | Currency | USD | VAT | Excluded
No. | Code | Resource Description | Category | Qty / BOQ Unit | Resource Unit | Rate (USD) | Amount (USD) | Remarks
1 | MAT-030 | Prepainted roofing sheet | Material | 1.08 | m² | 8.3462 | 9.0139 | East African productivity / consumption constant
2 | MAT-014 | Timber, softwood | Material | 0.02 | m³ | 527.4343 | 10.5487 | East African productivity / consumption constant
3 | LAB-023 | Roofer | Labour | 0.5 | hr | 2.1252 | 1.0626 | East African productivity / consumption constant
4 | LAB-002 | General labourer | Labour | 0.25 | hr | 0.7728 | 0.1932 | East African productivity / consumption constant
5 | PLT-020 | Scissor lift / MEWP | Plant & Tools | 0.01 | day | 154.5595 | 1.5456 | East African productivity / consumption constant
6 | SUB-004 | Roofing package | Subcontractor | 0.2 | m² | 34.7759 | 6.9552 | Verify supplier/subcontract quotation
|  | Materials Total |  |  |  |  | 19.5626
|  | Labour Total |  |  |  |  | 1.2558
|  | Plant & Subcontract Total |  |  |  |  | 8.5008
|  | Direct Resource Cost |  |  |  |  | 29.3192
|  | Transport / Carriage | 5% of materials |  |  |  | 0.97813 | Adjust for haul distance
|  | Small Tools, Water & Sundries | 2.5% of labour + plant |  |  |  | 0.24391 | Traditional allowance
|  | PRIME COST |  |  |  |  | 30.5412
|  | Contractor Overheads | 10% |  |  |  | 3.0541 | Editable allowance
|  | Contractor Profit | 10% |  |  |  | 3.3595 | Editable allowance
|  | RATE PER BOQ UNIT | m² |  |  |  | 36.9549 | Excluding VAT
Note | Quantities are standard estimating constants and must be adjusted for specification, method, location and supplier quotations.
DETAILED RATE ANALYSIS — EAST AFRICAN QS FORMAT
Module / Ref | MODULE 1 | 14.1 | [5 empty] | MODULE 1¦14.1
BOQ Item | Provide vapour-control layer beneath roof insulation
Unit | m² | Pricing basis | Nairobi, Kenya — Sep 2026 | Currency | USD | VAT | Excluded
No. | Code | Resource Description | Category | Qty / BOQ Unit | Resource Unit | Rate (USD) | Amount (USD) | Remarks
1 | MAT-030 | Prepainted roofing sheet | Material | 1.08 | m² | 8.3462 | 9.0139 | East African productivity / consumption constant
2 | MAT-014 | Timber, softwood | Material | 0.02 | m³ | 527.4343 | 10.5487 | East African productivity / consumption constant
3 | LAB-023 | Roofer | Labour | 0.5 | hr | 2.1252 | 1.0626 | East African productivity / consumption constant
4 | LAB-002 | General labourer | Labour | 0.25 | hr | 0.7728 | 0.1932 | East African productivity / consumption constant
5 | PLT-020 | Scissor lift / MEWP | Plant & Tools | 0.01 | day | 154.5595 | 1.5456 | East African productivity / consumption constant
6 | SUB-004 | Roofing package | Subcontractor | 0.2 | m² | 34.7759 | 6.9552 | Verify supplier/subcontract quotation
|  | Materials Total |  |  |  |  | 19.5626
|  | Labour Total |  |  |  |  | 1.2558
|  | Plant & Subcontract Total |  |  |  |  | 8.5008
|  | Direct Resource Cost |  |  |  |  | 29.3192
|  | Transport / Carriage | 5% of materials |  |  |  | 0.97813 | Adjust for haul distance
|  | Small Tools, Water & Sundries | 2.5% of labour + plant |  |  |  | 0.24391 | Traditional allowance
|  | PRIME COST |  |  |  |  | 30.5412
|  | Contractor Overheads | 10% |  |  |  | 3.0541 | Editable allowance
|  | Contractor Profit | 10% |  |  |  | 3.3595 | Editable allowance
|  | RATE PER BOQ UNIT | m² |  |  |  | 36.9549 | Excluding VAT
Note | Quantities are standard estimating constants and must be adjusted for specification, method, location and supplier quotations.
DETAILED RATE ANALYSIS — EAST AFRICAN QS FORMAT
Module / Ref | MODULE 1 | 14.11 | [5 empty] | MODULE 1¦14.11
BOQ Item | Provide roof finishes comprising ballast, paving slabs or protective surfacing
Unit | m² | Pricing basis | Nairobi, Kenya — Sep 2026 | Currency | USD | VAT | Excluded
No. | Code | Resource Description | Category | Qty / BOQ Unit | Resource Unit | Rate (USD) | Amount (USD) | Remarks
1 | MAT-030 | Prepainted roofing sheet | Material | 1.08 | m² | 8.3462 | 9.0139 | East African productivity / consumption constant
2 | MAT-014 | Timber, softwood | Material | 0.02 | m³ | 527.4343 | 10.5487 | East African productivity / consumption constant
3 | LAB-023 | Roofer | Labour | 0.5 | hr | 2.1252 | 1.0626 | East African productivity / consumption constant
4 | LAB-002 | General labourer | Labour | 0.25 | hr | 0.7728 | 0.1932 | East African productivity / consumption constant
5 | PLT-020 | Scissor lift / MEWP | Plant & Tools | 0.01 | day | 154.5595 | 1.5456 | East African productivity / consumption constant
6 | SUB-004 | Roofing package | Subcontractor | 0.2 | m² | 34.7759 | 6.9552 | Verify supplier/subcontract quotation
|  | Materials Total |  |  |  |  | 19.5626
|  | Labour Total |  |  |  |  | 1.2558
|  | Plant & Subcontract Total |  |  |  |  | 8.5008
|  | Direct Resource Cost |  |  |  |  | 29.3192
|  | Transport / Carriage | 5% of materials |  |  |  | 0.97813 | Adjust for haul distance
|  | Small Tools, Water & Sundries | 2.5% of labour + plant |  |  |  | 0.24391 | Traditional allowance
|  | PRIME COST |  |  |  |  | 30.5412
|  | Contractor Overheads | 10% |  |  |  | 3.0541 | Editable allowance
|  | Contractor Profit | 10% |  |  |  | 3.3595 | Editable allowance
|  | RATE PER BOQ UNIT | m² |  |  |  | 36.9549 | Excluding VAT
Note | Quantities are standard estimating constants and must be adjusted for specification, method, location and supplier quotations.
DETAILED RATE ANALYSIS — EAST AFRICAN QS FORMAT
Module / Ref | MODULE 1 | 14.12 | [5 empty] | MODULE 1¦14.12
BOQ Item | Form and seal construction or movement joints in roof slab
Unit | m | Pricing basis | Nairobi, Kenya — Sep 2026 | Currency | USD | VAT | Excluded
No. | Code | Resource Description | Category | Qty / BOQ Unit | Resource Unit | Rate (USD) | Amount (USD) | Remarks
1 | MAT-002 | Ancillary fittings, supports, fixings and connection materials | Material | 0.05 | item | 40.5719 | 2.0286 | East African productivity / consumption constant
2 | MAT-001 | Specified item / equipment (compliance / BIM item) | Material | 0.01 | item | 405.7187 | 4.0572 | Verify supplier/subcontract quotation
3 | LAB-003 | Skilled labourer | Labour | 0.25 | hr | 1.1592 | 0.2898 | East African productivity / consumption constant
4 | LAB-002 | General labourer | Labour | 0.12 | hr | 0.7728 | 0.092736 | East African productivity / consumption constant
5 | PLT-016 | Small tools & consumables (allowance) | Plant & Tools | 0.05 | hr | 0.5796 | 0.02898 | East African productivity / consumption constant
6 | SUB-001 | Testing / commissioning allowance | Subcontractor | 0 | item | 193.1994 | 0 | Verify supplier/subcontract quotation
|  | Materials Total |  |  |  |  | 6.0858
|  | Labour Total |  |  |  |  | 0.38253
|  | Plant & Subcontract Total |  |  |  |  | 0.02898
|  | Direct Resource Cost |  |  |  |  | 6.4973
|  | Transport / Carriage | 5% of materials |  |  |  | 0.30429 | Adjust for haul distance
|  | Small Tools, Water & Sundries | 2.5% of labour + plant |  |  |  | 0.010288 | Traditional allowance
|  | PRIME COST |  |  |  |  | 6.8119
|  | Contractor Overheads | 10% |  |  |  | 0.68119 | Editable allowance
|  | Contractor Profit | 10% |  |  |  | 0.74931 | Editable allowance
|  | RATE PER BOQ UNIT | m |  |  |  | 8.2424 | Excluding VAT
Note | Quantities are standard estimating constants and must be adjusted for specification, method, location and supplier quotations.
DETAILED RATE ANALYSIS — EAST AFRICAN QS FORMAT
Module / Ref | MODULE 1 | 14.13 | [5 empty] | MODULE 1¦14.13
BOQ Item | Form roof openings, sleeves and penetrations through the structural slab
Unit | nr | Pricing basis | Nairobi, Kenya — Sep 2026 | Currency | USD | VAT | Excluded
No. | Code | Resource Description | Category | Qty / BOQ Unit | Resource Unit | Rate (USD) | Amount (USD) | Remarks
1 | MAT-114 | Holding-down bolt / cast-in fixing | Material | 1 | nr | 28.4003 | 28.4003 | Discipline-specific East African resource allowance
2 | MAT-009 | Reinforcement steel bar (rebar) | Material | 0.05 | tonne | 1176.5842 | 58.8292 | Discipline-specific East African resource allowance
3 | LAB-006 | Steel fixer | Labour | 2 | hr | 1.5456 | 3.0912 | Discipline-specific East African resource allowance
4 | LAB-002 | General labourer | Labour | 1 | hr | 0.7728 | 0.7728 | Discipline-specific East African resource allowance
5 | PLT-017 | Welding set | Plant & Tools | 0.02 | day | 46.3679 | 0.92736 | Discipline-specific East African resource allowance
6 | SUB-003 | Structural steel erection | Subcontractor | 0.002 | tonne | 270.4791 | 0.54096 | Discipline provisional allowance — verify quotation
|  | Materials Total |  |  |  |  | 87.2295
|  | Labour Total |  |  |  |  | 3.864
|  | Plant & Subcontract Total |  |  |  |  | 1.4683
|  | Direct Resource Cost |  |  |  |  | 92.5618
|  | Transport / Carriage | 5% of materials |  |  |  | 4.3615 | Adjust for haul distance
|  | Small Tools, Water & Sundries | 2.5% of labour + plant |  |  |  | 0.13331 | Traditional allowance
|  | PRIME COST |  |  |  |  | 97.0566
|  | Contractor Overheads | 10% |  |  |  | 9.7057 | Editable allowance
|  | Contractor Profit | 10% |  |  |  | 10.6762 | Editable allowance
|  | RATE PER BOQ UNIT | nr |  |  |  | 117.4385 | Excluding VAT
Note | Quantities are standard estimating constants and must be adjusted for specification, method, location and supplier quotations.
DETAILED RATE ANALYSIS — EAST AFRICAN QS FORMAT
Module / Ref | MODULE 1 | 14.14 | [5 empty] | MODULE 1¦14.14
BOQ Item | Supply and install cast-in anchors, equipment fixings, channels and sockets
Unit | nr or m | Pricing basis | Nairobi, Kenya — Sep 2026 | Currency | USD | VAT | Excluded
No. | Code | Resource Description | Category | Qty / BOQ Unit | Resource Unit | Rate (USD) | Amount (USD) | Remarks
1 | MAT-114 | Holding-down bolt / cast-in fixing | Material | 0.25 | nr | 28.4003 | 7.1001 | Discipline-specific East African resource allowance
2 | MAT-009 | Reinforcement steel bar (rebar) | Material | 0.0125 | tonne | 1176.5842 | 14.7073 | Discipline-specific East African resource allowance
3 | LAB-006 | Steel fixer | Labour | 2 | hr | 1.5456 | 3.0912 | Discipline-specific East African resource allowance
4 | LAB-002 | General labourer | Labour | 1 | hr | 0.7728 | 0.7728 | Discipline-specific East African resource allowance
5 | PLT-017 | Welding set | Plant & Tools | 0.02 | day | 46.3679 | 0.92736 | Discipline-specific East African resource allowance
6 | SUB-003 | Structural steel erection | Subcontractor | 0.002 | tonne | 270.4791 | 0.54096 | Discipline provisional allowance — verify quotation
|  | Materials Total |  |  |  |  | 21.8074
|  | Labour Total |  |  |  |  | 3.864
|  | Plant & Subcontract Total |  |  |  |  | 1.4683
|  | Direct Resource Cost |  |  |  |  | 27.1397
|  | Transport / Carriage | 5% of materials |  |  |  | 1.0904 | Adjust for haul distance
|  | Small Tools, Water & Sundries | 2.5% of labour + plant |  |  |  | 0.13331 | Traditional allowance
|  | PRIME COST |  |  |  |  | 28.3634
|  | Contractor Overheads | 10% |  |  |  | 2.8363 | Editable allowance
|  | Contractor Profit | 10% |  |  |  | 3.12 | Editable allowance
|  | RATE PER BOQ UNIT | nr or m |  |  |  | 34.3197 | Excluding VAT
Note | Quantities are standard estimating constants and must be adjusted for specification, method, location and supplier quotations.
DETAILED RATE ANALYSIS — EAST AFRICAN QS FORMAT
Module / Ref | MODULE 1 | 14.15 | [5 empty] | MODULE 1¦14.15
BOQ Item | Apply fair-faced finish to the complete exposed roof-slab soffit
Unit | m² | Pricing basis | Nairobi, Kenya — Sep 2026 | Currency | USD | VAT | Excluded
No. | Code | Resource Description | Category | Qty / BOQ Unit | Resource Unit | Rate (USD) | Amount (USD) | Remarks
1 | MAT-030 | Prepainted roofing sheet | Material | 1.08 | m² | 8.3462 | 9.0139 | East African productivity / consumption constant
2 | MAT-014 | Timber, softwood | Material | 0.02 | m³ | 527.4343 | 10.5487 | East African productivity / consumption constant
3 | LAB-023 | Roofer | Labour | 0.5 | hr | 2.1252 | 1.0626 | East African productivity / consumption constant
4 | LAB-002 | General labourer | Labour | 0.25 | hr | 0.7728 | 0.1932 | East African productivity / consumption constant
5 | PLT-020 | Scissor lift / MEWP | Plant & Tools | 0.01 | day | 154.5595 | 1.5456 | East African productivity / consumption constant
6 | SUB-004 | Roofing package | Subcontractor | 0.2 | m² | 34.7759 | 6.9552 | Verify supplier/subcontract quotation
|  | Materials Total |  |  |  |  | 19.5626
|  | Labour Total |  |  |  |  | 1.2558
|  | Plant & Subcontract Total |  |  |  |  | 8.5008
|  | Direct Resource Cost |  |  |  |  | 29.3192
|  | Transport / Carriage | 5% of materials |  |  |  | 0.97813 | Adjust for haul distance
|  | Small Tools, Water & Sundries | 2.5% of labour + plant |  |  |  | 0.24391 | Traditional allowance
|  | PRIME COST |  |  |  |  | 30.5412
|  | Contractor Overheads | 10% |  |  |  | 3.0541 | Editable allowance
|  | Contractor Profit | 10% |  |  |  | 3.3595 | Editable allowance
|  | RATE PER BOQ UNIT | m² |  |  |  | 36.9549 | Excluding VAT
Note | Quantities are standard estimating constants and must be adjusted for specification, method, location and supplier quotations.
DETAILED RATE ANALYSIS — EAST AFRICAN QS FORMAT
Module / Ref | MODULE 1 | 14.16 | [5 empty] | MODULE 1¦14.16
BOQ Item | Apply paint or sealer over the complete fair-faced roof-slab soffit
Unit | m² | Pricing basis | Nairobi, Kenya — Sep 2026 | Currency | USD | VAT | Excluded
No. | Code | Resource Description | Category | Qty / BOQ Unit | Resource Unit | Rate (USD) | Amount (USD) | Remarks
1 | MAT-030 | Prepainted roofing sheet | Material | 1.08 | m² | 8.3462 | 9.0139 | East African productivity / consumption constant
2 | MAT-014 | Timber, softwood | Material | 0.02 | m³ | 527.4343 | 10.5487 | East African productivity / consumption constant
3 | LAB-023 | Roofer | Labour | 0.5 | hr | 2.1252 | 1.0626 | East African productivity / consumption constant
4 | LAB-002 | General labourer | Labour | 0.25 | hr | 0.7728 | 0.1932 | East African productivity / consumption constant
5 | PLT-020 | Scissor lift / MEWP | Plant & Tools | 0.01 | day | 154.5595 | 1.5456 | East African productivity / consumption constant
6 | SUB-004 | Roofing package | Subcontractor | 0.2 | m² | 34.7759 | 6.9552 | Verify supplier/subcontract quotation
|  | Materials Total |  |  |  |  | 19.5626
|  | Labour Total |  |  |  |  | 1.2558
|  | Plant & Subcontract Total |  |  |  |  | 8.5008
|  | Direct Resource Cost |  |  |  |  | 29.3192
|  | Transport / Carriage | 5% of materials |  |  |  | 0.97813 | Adjust for haul distance
|  | Small Tools, Water & Sundries | 2.5% of labour + plant |  |  |  | 0.24391 | Traditional allowance
|  | PRIME COST |  |  |  |  | 30.5412
|  | Contractor Overheads | 10% |  |  |  | 3.0541 | Editable allowance
|  | Contractor Profit | 10% |  |  |  | 3.3595 | Editable allowance
|  | RATE PER BOQ UNIT | m² |  |  |  | 36.9549 | Excluding VAT
Note | Quantities are standard estimating constants and must be adjusted for specification, method, location and supplier quotations.
DETAILED RATE ANALYSIS — EAST AFRICAN QS FORMAT
Module / Ref | MODULE 2 | 13.01 | [5 empty] | MODULE 2¦13.01
BOQ Item | Construct internal blockwork walls of specified type, strength and thickness, including mortar, bonding, cutting and building around obstructions
Unit | m² | Pricing basis | Nairobi, Kenya — Sep 2026 | Currency | USD | VAT | Excluded
No. | Code | Resource Description | Category | Qty / BOQ Unit | Resource Unit | Rate (USD) | Amount (USD) | Remarks
1 | MAT-012 | Concrete blocks, 100mm | Material | 1.05 | m² | 8.9258 | 9.3721 | East African productivity / consumption constant
2 | MAT-013 | Cement mortar | Material | 0.03 | m³ | 77.0866 | 2.3126 | East African productivity / consumption constant
3 | LAB-004 | Mason / bricklayer | Labour | 0.8 | hr | 1.5456 | 1.2365 | East African productivity / consumption constant
4 | LAB-002 | General labourer | Labour | 0.5 | hr | 0.7728 | 0.3864 | East African productivity / consumption constant
5 | PLT-002 | Concrete mixer, small | Plant & Tools | 0.01 | day | 61.8238 | 0.61824 | East African productivity / consumption constant
6 | MAT-002 | Ancillary fittings, supports, fixings and connection materials | Material | 0.02 | item | 40.5719 | 0.81144 | East African productivity / consumption constant
|  | Materials Total |  |  |  |  | 12.4961
|  | Labour Total |  |  |  |  | 1.6229
|  | Plant & Subcontract Total |  |  |  |  | 0.61824
|  | Direct Resource Cost |  |  |  |  | 14.7372
|  | Transport / Carriage | 5% of materials |  |  |  | 0.62481 | Adjust for haul distance
|  | Small Tools, Water & Sundries | 2.5% of labour + plant |  |  |  | 0.056028 | Traditional allowance
|  | PRIME COST |  |  |  |  | 15.4181
|  | Contractor Overheads | 10% |  |  |  | 1.5418 | Editable allowance
|  | Contractor Profit | 10% |  |  |  | 1.696 | Editable allowance
|  | RATE PER BOQ UNIT | m² |  |  |  | 18.6559 | Excluding VAT
Note | Quantities are standard estimating constants and must be adjusted for specification, method, location and supplier quotations.
DETAILED RATE ANALYSIS — EAST AFRICAN QS FORMAT
Module / Ref | MODULE 2 | 13.02 | [5 empty] | MODULE 2¦13.02
BOQ Item | Construct external blockwork walls of specified type, strength and thickness, including mortar, bonding and cutting
Unit | m² | Pricing basis | Nairobi, Kenya — Sep 2026 | Currency | USD | VAT | Excluded
No. | Code | Resource Description | Category | Qty / BOQ Unit | Resource Unit | Rate (USD) | Amount (USD) | Remarks
1 | MAT-012 | Concrete blocks, 100mm | Material | 1.05 | m² | 8.9258 | 9.3721 | East African productivity / consumption constant
2 | MAT-013 | Cement mortar | Material | 0.03 | m³ | 77.0866 | 2.3126 | East African productivity / consumption constant
3 | LAB-004 | Mason / bricklayer | Labour | 0.8 | hr | 1.5456 | 1.2365 | East African productivity / consumption constant
4 | LAB-002 | General labourer | Labour | 0.5 | hr | 0.7728 | 0.3864 | East African productivity / consumption constant
5 | PLT-002 | Concrete mixer, small | Plant & Tools | 0.01 | day | 61.8238 | 0.61824 | East African productivity / consumption constant
6 | MAT-002 | Ancillary fittings, supports, fixings and connection materials | Material | 0.02 | item | 40.5719 | 0.81144 | East African productivity / consumption constant
|  | Materials Total |  |  |  |  | 12.4961
|  | Labour Total |  |  |  |  | 1.6229
|  | Plant & Subcontract Total |  |  |  |  | 0.61824
|  | Direct Resource Cost |  |  |  |  | 14.7372
|  | Transport / Carriage | 5% of materials |  |  |  | 0.62481 | Adjust for haul distance
|  | Small Tools, Water & Sundries | 2.5% of labour + plant |  |  |  | 0.056028 | Traditional allowance
|  | PRIME COST |  |  |  |  | 15.4181
|  | Contractor Overheads | 10% |  |  |  | 1.5418 | Editable allowance
|  | Contractor Profit | 10% |  |  |  | 1.696 | Editable allowance
|  | RATE PER BOQ UNIT | m² |  |  |  | 18.6559 | Excluding VAT
Note | Quantities are standard estimating constants and must be adjusted for specification, method, location and supplier quotations.
DETAILED RATE ANALYSIS — EAST AFRICAN QS FORMAT
Module / Ref | MODULE 2 | 13.03 | [5 empty] | MODULE 2¦13.03
BOQ Item | Construct facing brickwork of specified brick type, bond, mortar and joint finish
Unit | m² | Pricing basis | Nairobi, Kenya — Sep 2026 | Currency | USD | VAT | Excluded
No. | Code | Resource Description | Category | Qty / BOQ Unit | Resource Unit | Rate (USD) | Amount (USD) | Remarks
1 | MAT-011 | Common bricks | Material | 0.06 | 1000 nr | 162.2875 | 9.7372 | East African productivity / consumption constant
2 | MAT-013 | Cement mortar | Material | 0.03 | m³ | 77.0866 | 2.3126 | East African productivity / consumption constant
3 | LAB-004 | Mason / bricklayer | Labour | 0.8 | hr | 1.5456 | 1.2365 | East African productivity / consumption constant
4 | LAB-002 | General labourer | Labour | 0.5 | hr | 0.7728 | 0.3864 | East African productivity / consumption constant
5 | PLT-002 | Concrete mixer, small | Plant & Tools | 0.01 | day | 61.8238 | 0.61824 | East African productivity / consumption constant
6 | MAT-002 | Ancillary fittings, supports, fixings and connection materials | Material | 0.02 | item | 40.5719 | 0.81144 | East African productivity / consumption constant
|  | Materials Total |  |  |  |  | 12.8613
|  | Labour Total |  |  |  |  | 1.6229
|  | Plant & Subcontract Total |  |  |  |  | 0.61824
|  | Direct Resource Cost |  |  |  |  | 15.1024
|  | Transport / Carriage | 5% of materials |  |  |  | 0.64306 | Adjust for haul distance
|  | Small Tools, Water & Sundries | 2.5% of labour + plant |  |  |  | 0.056028 | Traditional allowance
|  | PRIME COST |  |  |  |  | 15.8015
|  | Contractor Overheads | 10% |  |  |  | 1.5801 | Editable allowance
|  | Contractor Profit | 10% |  |  |  | 1.7382 | Editable allowance
|  | RATE PER BOQ UNIT | m² |  |  |  | 19.1198 | Excluding VAT
Note | Quantities are standard estimating constants and must be adjusted for specification, method, location and supplier quotations.
DETAILED RATE ANALYSIS — EAST AFRICAN QS FORMAT
Module / Ref | MODULE 2 | 13.04 | [5 empty] | MODULE 2¦13.04
BOQ Item | Construct inner leaf of cavity wall in blockwork, including mortar, bonding and cutting
Unit | m² | Pricing basis | Nairobi, Kenya — Sep 2026 | Currency | USD | VAT | Excluded
No. | Code | Resource Description | Category | Qty / BOQ Unit | Resource Unit | Rate (USD) | Amount (USD) | Remarks
1 | MAT-012 | Concrete blocks, 100mm | Material | 1.05 | m² | 8.9258 | 9.3721 | East African productivity / consumption constant
2 | MAT-013 | Cement mortar | Material | 0.03 | m³ | 77.0866 | 2.3126 | East African productivity / consumption constant
3 | LAB-004 | Mason / bricklayer | Labour | 0.8 | hr | 1.5456 | 1.2365 | East African productivity / consumption constant
4 | LAB-002 | General labourer | Labour | 0.5 | hr | 0.7728 | 0.3864 | East African productivity / consumption constant
5 | PLT-002 | Concrete mixer, small | Plant & Tools | 0.01 | day | 61.8238 | 0.61824 | East African productivity / consumption constant
6 | MAT-002 | Ancillary fittings, supports, fixings and connection materials | Material | 0.02 | item | 40.5719 | 0.81144 | East African productivity / consumption constant
|  | Materials Total |  |  |  |  | 12.4961
|  | Labour Total |  |  |  |  | 1.6229
|  | Plant & Subcontract Total |  |  |  |  | 0.61824
|  | Direct Resource Cost |  |  |  |  | 14.7372
|  | Transport / Carriage | 5% of materials |  |  |  | 0.62481 | Adjust for haul distance
|  | Small Tools, Water & Sundries | 2.5% of labour + plant |  |  |  | 0.056028 | Traditional allowance
|  | PRIME COST |  |  |  |  | 15.4181
|  | Contractor Overheads | 10% |  |  |  | 1.5418 | Editable allowance
|  | Contractor Profit | 10% |  |  |  | 1.696 | Editable allowance
|  | RATE PER BOQ UNIT | m² |  |  |  | 18.6559 | Excluding VAT
Note | Quantities are standard estimating constants and must be adjusted for specification, method, location and supplier quotations.
DETAILED RATE ANALYSIS — EAST AFRICAN QS FORMAT
Module / Ref | MODULE 2 | 13.05 | [5 empty] | MODULE 2¦13.05
BOQ Item | Construct outer leaf of cavity wall in brickwork or blockwork, including specified joint finish
Unit | m² | Pricing basis | Nairobi, Kenya — Sep 2026 | Currency | USD | VAT | Excluded
No. | Code | Resource Description | Category | Qty / BOQ Unit | Resource Unit | Rate (USD) | Amount (USD) | Remarks
1 | MAT-011 | Common bricks | Material | 0.06 | 1000 nr | 162.2875 | 9.7372 | East African productivity / consumption constant
2 | MAT-013 | Cement mortar | Material | 0.03 | m³ | 77.0866 | 2.3126 | East African productivity / consumption constant
3 | LAB-004 | Mason / bricklayer | Labour | 0.8 | hr | 1.5456 | 1.2365 | East African productivity / consumption constant
4 | LAB-002 | General labourer | Labour | 0.5 | hr | 0.7728 | 0.3864 | East African productivity / consumption constant
5 | PLT-002 | Concrete mixer, small | Plant & Tools | 0.01 | day | 61.8238 | 0.61824 | East African productivity / consumption constant
6 | MAT-002 | Ancillary fittings, supports, fixings and connection materials | Material | 0.02 | item | 40.5719 | 0.81144 | East African productivity / consumption constant
|  | Materials Total |  |  |  |  | 12.8613
|  | Labour Total |  |  |  |  | 1.6229
|  | Plant & Subcontract Total |  |  |  |  | 0.61824
|  | Direct Resource Cost |  |  |  |  | 15.1024
|  | Transport / Carriage | 5% of materials |  |  |  | 0.64306 | Adjust for haul distance
|  | Small Tools, Water & Sundries | 2.5% of labour + plant |  |  |  | 0.056028 | Traditional allowance
|  | PRIME COST |  |  |  |  | 15.8015
|  | Contractor Overheads | 10% |  |  |  | 1.5801 | Editable allowance
|  | Contractor Profit | 10% |  |  |  | 1.7382 | Editable allowance
|  | RATE PER BOQ UNIT | m² |  |  |  | 19.1198 | Excluding VAT
Note | Quantities are standard estimating constants and must be adjusted for specification, method, location and supplier quotations.
DETAILED RATE ANALYSIS — EAST AFRICAN QS FORMAT
Module / Ref | MODULE 2 | 13.06 | [5 empty] | MODULE 2¦13.06
BOQ Item | Provide fair-faced finish to nominated blockwork wall face, including selected blocks and specified joint finish
Unit | m² | Pricing basis | Nairobi, Kenya — Sep 2026 | Currency | USD | VAT | Excluded
No. | Code | Resource Description | Category | Qty / BOQ Unit | Resource Unit | Rate (USD) | Amount (USD) | Remarks
1 | MAT-012 | Concrete blocks, 100mm | Material | 1.05 | m² | 8.9258 | 9.3721 | East African productivity / consumption constant
2 | MAT-013 | Cement mortar | Material | 0.03 | m³ | 77.0866 | 2.3126 | East African productivity / consumption constant
3 | LAB-004 | Mason / bricklayer | Labour | 0.8 | hr | 1.5456 | 1.2365 | East African productivity / consumption constant
4 | LAB-002 | General labourer | Labour | 0.5 | hr | 0.7728 | 0.3864 | East African productivity / consumption constant
5 | PLT-002 | Concrete mixer, small | Plant & Tools | 0.01 | day | 61.8238 | 0.61824 | East African productivity / consumption constant
6 | MAT-002 | Ancillary fittings, supports, fixings and connection materials | Material | 0.02 | item | 40.5719 | 0.81144 | East African productivity / consumption constant
|  | Materials Total |  |  |  |  | 12.4961
|  | Labour Total |  |  |  |  | 1.6229
|  | Plant & Subcontract Total |  |  |  |  | 0.61824
|  | Direct Resource Cost |  |  |  |  | 14.7372
|  | Transport / Carriage | 5% of materials |  |  |  | 0.62481 | Adjust for haul distance
|  | Small Tools, Water & Sundries | 2.5% of labour + plant |  |  |  | 0.056028 | Traditional allowance
|  | PRIME COST |  |  |  |  | 15.4181
|  | Contractor Overheads | 10% |  |  |  | 1.5418 | Editable allowance
|  | Contractor Profit | 10% |  |  |  | 1.696 | Editable allowance
|  | RATE PER BOQ UNIT | m² |  |  |  | 18.6559 | Excluding VAT
Note | Quantities are standard estimating constants and must be adjusted for specification, method, location and supplier quotations.
DETAILED RATE ANALYSIS — EAST AFRICAN QS FORMAT
Module / Ref | MODULE 2 | 13.07 | [5 empty] | MODULE 2¦13.07
BOQ Item | Provide full-fill or partial-fill insulation within cavity wall construction
Unit | m² | Pricing basis | Nairobi, Kenya — Sep 2026 | Currency | USD | VAT | Excluded
No. | Code | Resource Description | Category | Qty / BOQ Unit | Resource Unit | Rate (USD) | Amount (USD) | Remarks
1 | MAT-002 | Ancillary fittings, supports, fixings and connection materials | Material | 0.12 | item | 40.5719 | 4.8686 | East African productivity / consumption constant
2 | MAT-001 | Specified item / equipment (compliance / BIM item) | Material | 0.02 | item | 405.7187 | 8.1144 | Verify supplier/subcontract quotation
3 | LAB-003 | Skilled labourer | Labour | 0.5 | hr | 1.1592 | 0.5796 | East African productivity / consumption constant
4 | LAB-002 | General labourer | Labour | 0.25 | hr | 0.7728 | 0.1932 | East African productivity / consumption constant
5 | PLT-016 | Small tools & consumables (allowance) | Plant & Tools | 0.08 | hr | 0.5796 | 0.046368 | East African productivity / consumption constant
6 | SUB-001 | Testing / commissioning allowance | Subcontractor | 0 | item | 193.1994 | 0 | Verify supplier/subcontract quotation
|  | Materials Total |  |  |  |  | 12.983
|  | Labour Total |  |  |  |  | 0.7728
|  | Plant & Subcontract Total |  |  |  |  | 0.046368
|  | Direct Resource Cost |  |  |  |  | 13.8022
|  | Transport / Carriage | 5% of materials |  |  |  | 0.64915 | Adjust for haul distance
|  | Small Tools, Water & Sundries | 2.5% of labour + plant |  |  |  | 0.020479 | Traditional allowance
|  | PRIME COST |  |  |  |  | 14.4718
|  | Contractor Overheads | 10% |  |  |  | 1.4472 | Editable allowance
|  | Contractor Profit | 10% |  |  |  | 1.5919 | Editable allowance
|  | RATE PER BOQ UNIT | m² |  |  |  | 17.5109 | Excluding VAT
Note | Quantities are standard estimating constants and must be adjusted for specification, method, location and supplier quotations.
DETAILED RATE ANALYSIS — EAST AFRICAN QS FORMAT
Module / Ref | MODULE 2 | 13.08 | [5 empty] | MODULE 2¦13.08
BOQ Item | Provide proprietary wall ties connecting cavity-wall leaves
Unit | nr | Pricing basis | Nairobi, Kenya — Sep 2026 | Currency | USD | VAT | Excluded
No. | Code | Resource Description | Category | Qty / BOQ Unit | Resource Unit | Rate (USD) | Amount (USD) | Remarks
1 | MAT-115 | Masonry wall tie / restraint | Material | 1 | nr | 2.0286 | 2.0286 | Specific East African resource constant
2 | MAT-002 | Ancillary fittings, supports, fixings and connection materials | Material | 0.01 | item | 40.5719 | 0.40572 | Specific East African resource constant
3 | LAB-004 | Mason / bricklayer | Labour | 0.15 | hr | 1.5456 | 0.23184 | Specific East African resource constant
4 | LAB-002 | General labourer | Labour | 0.08 | hr | 0.7728 | 0.061824 | Specific East African resource constant
5 | PLT-016 | Small tools & consumables (allowance) | Plant & Tools | 0.01 | hr | 0.5796 | 0.005796 | Specific East African resource constant
6 | SUB-001 | Testing / commissioning allowance | Subcontractor | 0 | item | 193.1994 | 0 | Verify local quotation / authority charge
|  | Materials Total |  |  |  |  | 2.4343
|  | Labour Total |  |  |  |  | 0.29366
|  | Plant & Subcontract Total |  |  |  |  | 0.005796
|  | Direct Resource Cost |  |  |  |  | 2.7338
|  | Transport / Carriage | 5% of materials |  |  |  | 0.12172 | Adjust for haul distance
|  | Small Tools, Water & Sundries | 2.5% of labour + plant |  |  |  | 0.0074865 | Traditional allowance
|  | PRIME COST |  |  |  |  | 2.863
|  | Contractor Overheads | 10% |  |  |  | 0.2863 | Editable allowance
|  | Contractor Profit | 10% |  |  |  | 0.31493 | Editable allowance
|  | RATE PER BOQ UNIT | nr |  |  |  | 3.4642 | Excluding VAT
Note | Quantities are standard estimating constants and must be adjusted for specification, method, location and supplier quotations.
DETAILED RATE ANALYSIS — EAST AFRICAN QS FORMAT
Module / Ref | MODULE 2 | 13.09 | [5 empty] | MODULE 2¦13.09
BOQ Item | Provide masonry restraints tying walls to columns, slabs or structural framing
Unit | nr | Pricing basis | Nairobi, Kenya — Sep 2026 | Currency | USD | VAT | Excluded
No. | Code | Resource Description | Category | Qty / BOQ Unit | Resource Unit | Rate (USD) | Amount (USD) | Remarks
1 | MAT-115 | Masonry wall tie / restraint | Material | 1 | nr | 2.0286 | 2.0286 | Specific East African resource constant
2 | MAT-002 | Ancillary fittings, supports, fixings and connection materials | Material | 0.01 | item | 40.5719 | 0.40572 | Specific East African resource constant
3 | LAB-004 | Mason / bricklayer | Labour | 0.15 | hr | 1.5456 | 0.23184 | Specific East African resource constant
4 | LAB-002 | General labourer | Labour | 0.08 | hr | 0.7728 | 0.061824 | Specific East African resource constant
5 | PLT-016 | Small tools & consumables (allowance) | Plant & Tools | 0.01 | hr | 0.5796 | 0.005796 | Specific East African resource constant
6 | SUB-001 | Testing / commissioning allowance | Subcontractor | 0 | item | 193.1994 | 0 | Verify local quotation / authority charge
|  | Materials Total |  |  |  |  | 2.4343
|  | Labour Total |  |  |  |  | 0.29366
|  | Plant & Subcontract Total |  |  |  |  | 0.005796
|  | Direct Resource Cost |  |  |  |  | 2.7338
|  | Transport / Carriage | 5% of materials |  |  |  | 0.12172 | Adjust for haul distance
|  | Small Tools, Water & Sundries | 2.5% of labour + plant |  |  |  | 0.0074865 | Traditional allowance
|  | PRIME COST |  |  |  |  | 2.863
|  | Contractor Overheads | 10% |  |  |  | 0.2863 | Editable allowance
|  | Contractor Profit | 10% |  |  |  | 0.31493 | Editable allowance
|  | RATE PER BOQ UNIT | nr |  |  |  | 3.4642 | Excluding VAT
Note | Quantities are standard estimating constants and must be adjusted for specification, method, location and supplier quotations.
DETAILED RATE ANALYSIS — EAST AFRICAN QS FORMAT
Module / Ref | MODULE 2 | 13.1 | [5 empty] | MODULE 2¦13.1
BOQ Item | Provide bed-joint reinforcement at specified vertical spacing
Unit | m | Pricing basis | Nairobi, Kenya — Sep 2026 | Currency | USD | VAT | Excluded
No. | Code | Resource Description | Category | Qty / BOQ Unit | Resource Unit | Rate (USD) | Amount (USD) | Remarks
1 | MAT-002 | Ancillary fittings, supports, fixings and connection materials | Material | 0.05 | item | 40.5719 | 2.0286 | East African productivity / consumption constant
2 | MAT-001 | Specified item / equipment (compliance / BIM item) | Material | 0.01 | item | 405.7187 | 4.0572 | Verify supplier/subcontract quotation
3 | LAB-003 | Skilled labourer | Labour | 0.25 | hr | 1.1592 | 0.2898 | East African productivity / consumption constant
4 | LAB-002 | General labourer | Labour | 0.12 | hr | 0.7728 | 0.092736 | East African productivity / consumption constant
5 | PLT-016 | Small tools & consumables (allowance) | Plant & Tools | 0.05 | hr | 0.5796 | 0.02898 | East African productivity / consumption constant
6 | SUB-001 | Testing / commissioning allowance | Subcontractor | 0 | item | 193.1994 | 0 | Verify supplier/subcontract quotation
|  | Materials Total |  |  |  |  | 6.0858
|  | Labour Total |  |  |  |  | 0.38253
|  | Plant & Subcontract Total |  |  |  |  | 0.02898
|  | Direct Resource Cost |  |  |  |  | 6.4973
|  | Transport / Carriage | 5% of materials |  |  |  | 0.30429 | Adjust for haul distance
|  | Small Tools, Water & Sundries | 2.5% of labour + plant |  |  |  | 0.010288 | Traditional allowance
|  | PRIME COST |  |  |  |  | 6.8119
|  | Contractor Overheads | 10% |  |  |  | 0.68119 | Editable allowance
|  | Contractor Profit | 10% |  |  |  | 0.74931 | Editable allowance
|  | RATE PER BOQ UNIT | m |  |  |  | 8.2424 | Excluding VAT
Note | Quantities are standard estimating constants and must be adjusted for specification, method, location and supplier quotations.
DETAILED RATE ANALYSIS — EAST AFRICAN QS FORMAT
Module / Ref | MODULE 2 | 13.11 | [5 empty] | MODULE 2¦13.11
BOQ Item | Provide masonry movement joints, including filler, backing rod and sealant
Unit | m | Pricing basis | Nairobi, Kenya — Sep 2026 | Currency | USD | VAT | Excluded
No. | Code | Resource Description | Category | Qty / BOQ Unit | Resource Unit | Rate (USD) | Amount (USD) | Remarks
1 | MAT-002 | Ancillary fittings, supports, fixings and connection materials | Material | 0.05 | item | 40.5719 | 2.0286 | East African productivity / consumption constant
2 | MAT-001 | Specified item / equipment (compliance / BIM item) | Material | 0.01 | item | 405.7187 | 4.0572 | Verify supplier/subcontract quotation
3 | LAB-003 | Skilled labourer | Labour | 0.25 | hr | 1.1592 | 0.2898 | East African productivity / consumption constant
4 | LAB-002 | General labourer | Labour | 0.12 | hr | 0.7728 | 0.092736 | East African productivity / consumption constant
5 | PLT-016 | Small tools & consumables (allowance) | Plant & Tools | 0.05 | hr | 0.5796 | 0.02898 | East African productivity / consumption constant
6 | SUB-001 | Testing / commissioning allowance | Subcontractor | 0 | item | 193.1994 | 0 | Verify supplier/subcontract quotation
|  | Materials Total |  |  |  |  | 6.0858
|  | Labour Total |  |  |  |  | 0.38253
|  | Plant & Subcontract Total |  |  |  |  | 0.02898
|  | Direct Resource Cost |  |  |  |  | 6.4973
|  | Transport / Carriage | 5% of materials |  |  |  | 0.30429 | Adjust for haul distance
|  | Small Tools, Water & Sundries | 2.5% of labour + plant |  |  |  | 0.010288 | Traditional allowance
|  | PRIME COST |  |  |  |  | 6.8119
|  | Contractor Overheads | 10% |  |  |  | 0.68119 | Editable allowance
|  | Contractor Profit | 10% |  |  |  | 0.74931 | Editable allowance
|  | RATE PER BOQ UNIT | m |  |  |  | 8.2424 | Excluding VAT
Note | Quantities are standard estimating constants and must be adjusted for specification, method, location and supplier quotations.
DETAILED RATE ANALYSIS — EAST AFRICAN QS FORMAT
Module / Ref | MODULE 2 | 13.12 | [5 empty] | MODULE 2¦13.12
BOQ Item | Provide horizontal damp-proof course within masonry construction
Unit | m² | Pricing basis | Nairobi, Kenya — Sep 2026 | Currency | USD | VAT | Excluded
No. | Code | Resource Description | Category | Qty / BOQ Unit | Resource Unit | Rate (USD) | Amount (USD) | Remarks
1 | MAT-012 | Concrete blocks, 100mm | Material | 1.05 | m² | 8.9258 | 9.3721 | East African productivity / consumption constant
2 | MAT-013 | Cement mortar | Material | 0.03 | m³ | 77.0866 | 2.3126 | East African productivity / consumption constant
3 | LAB-004 | Mason / bricklayer | Labour | 0.8 | hr | 1.5456 | 1.2365 | East African productivity / consumption constant
4 | LAB-002 | General labourer | Labour | 0.5 | hr | 0.7728 | 0.3864 | East African productivity / consumption constant
5 | PLT-002 | Concrete mixer, small | Plant & Tools | 0.01 | day | 61.8238 | 0.61824 | East African productivity / consumption constant
6 | MAT-002 | Ancillary fittings, supports, fixings and connection materials | Material | 0.02 | item | 40.5719 | 0.81144 | East African productivity / consumption constant
|  | Materials Total |  |  |  |  | 12.4961
|  | Labour Total |  |  |  |  | 1.6229
|  | Plant & Subcontract Total |  |  |  |  | 0.61824
|  | Direct Resource Cost |  |  |  |  | 14.7372
|  | Transport / Carriage | 5% of materials |  |  |  | 0.62481 | Adjust for haul distance
|  | Small Tools, Water & Sundries | 2.5% of labour + plant |  |  |  | 0.056028 | Traditional allowance
|  | PRIME COST |  |  |  |  | 15.4181
|  | Contractor Overheads | 10% |  |  |  | 1.5418 | Editable allowance
|  | Contractor Profit | 10% |  |  |  | 1.696 | Editable allowance
|  | RATE PER BOQ UNIT | m² |  |  |  | 18.6559 | Excluding VAT
Note | Quantities are standard estimating constants and must be adjusted for specification, method, location and supplier quotations.
DETAILED RATE ANALYSIS — EAST AFRICAN QS FORMAT
Module / Ref | MODULE 2 | 13.13 | [5 empty] | MODULE 2¦13.13
BOQ Item | Provide vertical damp-proof course at jambs, interfaces or abutments
Unit | m² | Pricing basis | Nairobi, Kenya — Sep 2026 | Currency | USD | VAT | Excluded
No. | Code | Resource Description | Category | Qty / BOQ Unit | Resource Unit | Rate (USD) | Amount (USD) | Remarks
1 | MAT-025 | Damp-proof course | Material | 1.1 | m | 1.4606 | 1.6066 | East African productivity / consumption constant
2 | MAT-013 | Cement mortar | Material | 0.01 | m³ | 77.0866 | 0.77087 | East African productivity / consumption constant
3 | LAB-004 | Mason / bricklayer | Labour | 0.2 | hr | 1.5456 | 0.30912 | East African productivity / consumption constant
4 | LAB-002 | General labourer | Labour | 0.1 | hr | 0.7728 | 0.07728 | East African productivity / consumption constant
5 | PLT-016 | Small tools & consumables (allowance) | Plant & Tools | 0.02 | hr | 0.5796 | 0.011592 | East African productivity / consumption constant
6 | MAT-002 | Ancillary fittings, supports, fixings and connection materials | Material | 0.01 | item | 40.5719 | 0.40572 | East African productivity / consumption constant
|  | Materials Total |  |  |  |  | 2.7832
|  | Labour Total |  |  |  |  | 0.3864
|  | Plant & Subcontract Total |  |  |  |  | 0.011592
|  | Direct Resource Cost |  |  |  |  | 3.1812
|  | Transport / Carriage | 5% of materials |  |  |  | 0.13916 | Adjust for haul distance
|  | Small Tools, Water & Sundries | 2.5% of labour + plant |  |  |  | 0.0099498 | Traditional allowance
|  | PRIME COST |  |  |  |  | 3.3303
|  | Contractor Overheads | 10% |  |  |  | 0.33303 | Editable allowance
|  | Contractor Profit | 10% |  |  |  | 0.36634 | Editable allowance
|  | RATE PER BOQ UNIT | m² |  |  |  | 4.0297 | Excluding VAT
Note | Quantities are standard estimating constants and must be adjusted for specification, method, location and supplier quotations.
DETAILED RATE ANALYSIS — EAST AFRICAN QS FORMAT
Module / Ref | MODULE 2 | 13.14 | [5 empty] | MODULE 2¦13.14
BOQ Item | Provide cavity trays over openings and at structural interfaces, including stop ends
Unit | m | Pricing basis | Nairobi, Kenya — Sep 2026 | Currency | USD | VAT | Excluded
No. | Code | Resource Description | Category | Qty / BOQ Unit | Resource Unit | Rate (USD) | Amount (USD) | Remarks
1 | MAT-002 | Ancillary fittings, supports, fixings and connection materials | Material | 0.05 | item | 40.5719 | 2.0286 | East African productivity / consumption constant
2 | MAT-001 | Specified item / equipment (compliance / BIM item) | Material | 0.01 | item | 405.7187 | 4.0572 | Verify supplier/subcontract quotation
3 | LAB-003 | Skilled labourer | Labour | 0.25 | hr | 1.1592 | 0.2898 | East African productivity / consumption constant
4 | LAB-002 | General labourer | Labour | 0.12 | hr | 0.7728 | 0.092736 | East African productivity / consumption constant
5 | PLT-016 | Small tools & consumables (allowance) | Plant & Tools | 0.05 | hr | 0.5796 | 0.02898 | East African productivity / consumption constant
6 | SUB-001 | Testing / commissioning allowance | Subcontractor | 0 | item | 193.1994 | 0 | Verify supplier/subcontract quotation
|  | Materials Total |  |  |  |  | 6.0858
|  | Labour Total |  |  |  |  | 0.38253
|  | Plant & Subcontract Total |  |  |  |  | 0.02898
|  | Direct Resource Cost |  |  |  |  | 6.4973
|  | Transport / Carriage | 5% of materials |  |  |  | 0.30429 | Adjust for haul distance
|  | Small Tools, Water & Sundries | 2.5% of labour + plant |  |  |  | 0.010288 | Traditional allowance
|  | PRIME COST |  |  |  |  | 6.8119
|  | Contractor Overheads | 10% |  |  |  | 0.68119 | Editable allowance
|  | Contractor Profit | 10% |  |  |  | 0.74931 | Editable allowance
|  | RATE PER BOQ UNIT | m |  |  |  | 8.2424 | Excluding VAT
Note | Quantities are standard estimating constants and must be adjusted for specification, method, location and supplier quotations.
DETAILED RATE ANALYSIS — EAST AFRICAN QS FORMAT
Module / Ref | MODULE 2 | 13.15 | [5 empty] | MODULE 2¦13.15
BOQ Item | Form door, window, service or equipment openings through masonry walls
Unit | nr | Pricing basis | Nairobi, Kenya — Sep 2026 | Currency | USD | VAT | Excluded
No. | Code | Resource Description | Category | Qty / BOQ Unit | Resource Unit | Rate (USD) | Amount (USD) | Remarks
1 | MAT-034 | Powder-coated aluminium window | Material | 1.5 | m² | 121.7156 | 182.5734 | East African productivity / consumption constant
2 | MAT-027 | Ironmongery set | Material | 1 | nr | 68.9722 | 68.9722 | East African productivity / consumption constant
3 | LAB-013 | Glazier | Labour | 3 | hr | 1.932 | 5.796 | East African productivity / consumption constant
4 | LAB-002 | General labourer | Labour | 1 | hr | 0.7728 | 0.7728 | East African productivity / consumption constant
5 | PLT-016 | Small tools & consumables (allowance) | Plant & Tools | 0.2 | hr | 0.5796 | 0.11592 | East African productivity / consumption constant
6 | SUB-001 | Testing / commissioning allowance | Subcontractor | 0 | item | 193.1994 | 0 | Verify supplier/subcontract quotation
|  | Materials Total |  |  |  |  | 251.5456
|  | Labour Total |  |  |  |  | 6.5688
|  | Plant & Subcontract Total |  |  |  |  | 0.11592
|  | Direct Resource Cost |  |  |  |  | 258.2303
|  | Transport / Carriage | 5% of materials |  |  |  | 12.5773 | Adjust for haul distance
|  | Small Tools, Water & Sundries | 2.5% of labour + plant |  |  |  | 0.16712 | Traditional allowance
|  | PRIME COST |  |  |  |  | 270.9747
|  | Contractor Overheads | 10% |  |  |  | 27.0975 | Editable allowance
|  | Contractor Profit | 10% |  |  |  | 29.8072 | Editable allowance
|  | RATE PER BOQ UNIT | nr |  |  |  | 327.8794 | Excluding VAT
Note | Quantities are standard estimating constants and must be adjusted for specification, method, location and supplier quotations.
DETAILED RATE ANALYSIS — EAST AFRICAN QS FORMAT
Module / Ref | MODULE 2 | 13.16 | [5 empty] | MODULE 2¦13.16
BOQ Item | Form jambs, head and sill around masonry openings
Unit | m | Pricing basis | Nairobi, Kenya — Sep 2026 | Currency | USD | VAT | Excluded
No. | Code | Resource Description | Category | Qty / BOQ Unit | Resource Unit | Rate (USD) | Amount (USD) | Remarks
1 | MAT-002 | Ancillary fittings, supports, fixings and connection materials | Material | 0.05 | item | 40.5719 | 2.0286 | East African productivity / consumption constant
2 | MAT-001 | Specified item / equipment (compliance / BIM item) | Material | 0.01 | item | 405.7187 | 4.0572 | Verify supplier/subcontract quotation
3 | LAB-003 | Skilled labourer | Labour | 0.25 | hr | 1.1592 | 0.2898 | East African productivity / consumption constant
4 | LAB-002 | General labourer | Labour | 0.12 | hr | 0.7728 | 0.092736 | East African productivity / consumption constant
5 | PLT-016 | Small tools & consumables (allowance) | Plant & Tools | 0.05 | hr | 0.5796 | 0.02898 | East African productivity / consumption constant
6 | SUB-001 | Testing / commissioning allowance | Subcontractor | 0 | item | 193.1994 | 0 | Verify supplier/subcontract quotation
|  | Materials Total |  |  |  |  | 6.0858
|  | Labour Total |  |  |  |  | 0.38253
|  | Plant & Subcontract Total |  |  |  |  | 0.02898
|  | Direct Resource Cost |  |  |  |  | 6.4973
|  | Transport / Carriage | 5% of materials |  |  |  | 0.30429 | Adjust for haul distance
|  | Small Tools, Water & Sundries | 2.5% of labour + plant |  |  |  | 0.010288 | Traditional allowance
|  | PRIME COST |  |  |  |  | 6.8119
|  | Contractor Overheads | 10% |  |  |  | 0.68119 | Editable allowance
|  | Contractor Profit | 10% |  |  |  | 0.74931 | Editable allowance
|  | RATE PER BOQ UNIT | m |  |  |  | 8.2424 | Excluding VAT
Note | Quantities are standard estimating constants and must be adjusted for specification, method, location and supplier quotations.
DETAILED RATE ANALYSIS — EAST AFRICAN QS FORMAT
Module / Ref | MODULE 2 | 13.17 | [5 empty] | MODULE 2¦13.17
BOQ Item | Provide cavity closers around complete opening perimeter
Unit | m | Pricing basis | Nairobi, Kenya — Sep 2026 | Currency | USD | VAT | Excluded
No. | Code | Resource Description | Category | Qty / BOQ Unit | Resource Unit | Rate (USD) | Amount (USD) | Remarks
1 | MAT-002 | Ancillary fittings, supports, fixings and connection materials | Material | 0.05 | item | 40.5719 | 2.0286 | East African productivity / consumption constant
2 | MAT-001 | Specified item / equipment (compliance / BIM item) | Material | 0.01 | item | 405.7187 | 4.0572 | Verify supplier/subcontract quotation
3 | LAB-003 | Skilled labourer | Labour | 0.25 | hr | 1.1592 | 0.2898 | East African productivity / consumption constant
4 | LAB-002 | General labourer | Labour | 0.12 | hr | 0.7728 | 0.092736 | East African productivity / consumption constant
5 | PLT-016 | Small tools & consumables (allowance) | Plant & Tools | 0.05 | hr | 0.5796 | 0.02898 | East African productivity / consumption constant
6 | SUB-001 | Testing / commissioning allowance | Subcontractor | 0 | item | 193.1994 | 0 | Verify supplier/subcontract quotation
|  | Materials Total |  |  |  |  | 6.0858
|  | Labour Total |  |  |  |  | 0.38253
|  | Plant & Subcontract Total |  |  |  |  | 0.02898
|  | Direct Resource Cost |  |  |  |  | 6.4973
|  | Transport / Carriage | 5% of materials |  |  |  | 0.30429 | Adjust for haul distance
|  | Small Tools, Water & Sundries | 2.5% of labour + plant |  |  |  | 0.010288 | Traditional allowance
|  | PRIME COST |  |  |  |  | 6.8119
|  | Contractor Overheads | 10% |  |  |  | 0.68119 | Editable allowance
|  | Contractor Profit | 10% |  |  |  | 0.74931 | Editable allowance
|  | RATE PER BOQ UNIT | m |  |  |  | 8.2424 | Excluding VAT
Note | Quantities are standard estimating constants and must be adjusted for specification, method, location and supplier quotations.
DETAILED RATE ANALYSIS — EAST AFRICAN QS FORMAT
Module / Ref | MODULE 2 | 13.18 | [5 empty] | MODULE 2¦13.18
BOQ Item | Provide additional wall ties around masonry openings
Unit | nr | Pricing basis | Nairobi, Kenya — Sep 2026 | Currency | USD | VAT | Excluded
No. | Code | Resource Description | Category | Qty / BOQ Unit | Resource Unit | Rate (USD) | Amount (USD) | Remarks
1 | MAT-115 | Masonry wall tie / restraint | Material | 1 | nr | 2.0286 | 2.0286 | Specific East African resource constant
2 | MAT-002 | Ancillary fittings, supports, fixings and connection materials | Material | 0.01 | item | 40.5719 | 0.40572 | Specific East African resource constant
3 | LAB-004 | Mason / bricklayer | Labour | 0.15 | hr | 1.5456 | 0.23184 | Specific East African resource constant
4 | LAB-002 | General labourer | Labour | 0.08 | hr | 0.7728 | 0.061824 | Specific East African resource constant
5 | PLT-016 | Small tools & consumables (allowance) | Plant & Tools | 0.01 | hr | 0.5796 | 0.005796 | Specific East African resource constant
6 | SUB-001 | Testing / commissioning allowance | Subcontractor | 0 | item | 193.1994 | 0 | Verify local quotation / authority charge
|  | Materials Total |  |  |  |  | 2.4343
|  | Labour Total |  |  |  |  | 0.29366
|  | Plant & Subcontract Total |  |  |  |  | 0.005796
|  | Direct Resource Cost |  |  |  |  | 2.7338
|  | Transport / Carriage | 5% of materials |  |  |  | 0.12172 | Adjust for haul distance
|  | Small Tools, Water & Sundries | 2.5% of labour + plant |  |  |  | 0.0074865 | Traditional allowance
|  | PRIME COST |  |  |  |  | 2.863
|  | Contractor Overheads | 10% |  |  |  | 0.2863 | Editable allowance
|  | Contractor Profit | 10% |  |  |  | 0.31493 | Editable allowance
|  | RATE PER BOQ UNIT | nr |  |  |  | 3.4642 | Excluding VAT
Note | Quantities are standard estimating constants and must be adjusted for specification, method, location and supplier quotations.
DETAILED RATE ANALYSIS — EAST AFRICAN QS FORMAT
Module / Ref | MODULE 2 | 13.19 | [5 empty] | MODULE 2¦13.19
BOQ Item | Provide flexible fire-resistant seal between masonry wall head and structural soffit
Unit | m | Pricing basis | Nairobi, Kenya — Sep 2026 | Currency | USD | VAT | Excluded
No. | Code | Resource Description | Category | Qty / BOQ Unit | Resource Unit | Rate (USD) | Amount (USD) | Remarks
1 | MAT-002 | Ancillary fittings, supports, fixings and connection materials | Material | 0.05 | item | 40.5719 | 2.0286 | East African productivity / consumption constant
2 | MAT-001 | Specified item / equipment (compliance / BIM item) | Material | 0.01 | item | 405.7187 | 4.0572 | Verify supplier/subcontract quotation
3 | LAB-003 | Skilled labourer | Labour | 0.25 | hr | 1.1592 | 0.2898 | East African productivity / consumption constant
4 | LAB-002 | General labourer | Labour | 0.12 | hr | 0.7728 | 0.092736 | East African productivity / consumption constant
5 | PLT-016 | Small tools & consumables (allowance) | Plant & Tools | 0.05 | hr | 0.5796 | 0.02898 | East African productivity / consumption constant
6 | SUB-001 | Testing / commissioning allowance | Subcontractor | 0 | item | 193.1994 | 0 | Verify supplier/subcontract quotation
|  | Materials Total |  |  |  |  | 6.0858
|  | Labour Total |  |  |  |  | 0.38253
|  | Plant & Subcontract Total |  |  |  |  | 0.02898
|  | Direct Resource Cost |  |  |  |  | 6.4973
|  | Transport / Carriage | 5% of materials |  |  |  | 0.30429 | Adjust for haul distance
|  | Small Tools, Water & Sundries | 2.5% of labour + plant |  |  |  | 0.010288 | Traditional allowance
|  | PRIME COST |  |  |  |  | 6.8119
|  | Contractor Overheads | 10% |  |  |  | 0.68119 | Editable allowance
|  | Contractor Profit | 10% |  |  |  | 0.74931 | Editable allowance
|  | RATE PER BOQ UNIT | m |  |  |  | 8.2424 | Excluding VAT
Note | Quantities are standard estimating constants and must be adjusted for specification, method, location and supplier quotations.
DETAILED RATE ANALYSIS — EAST AFRICAN QS FORMAT
Module / Ref | MODULE 2 | 13.2 | [5 empty] | MODULE 2¦13.2
BOQ Item | Provide fire stopping around individual service penetrations through masonry
Unit | nr | Pricing basis | Nairobi, Kenya — Sep 2026 | Currency | USD | VAT | Excluded
No. | Code | Resource Description | Category | Qty / BOQ Unit | Resource Unit | Rate (USD) | Amount (USD) | Remarks
1 | MAT-116 | Fire-stopping penetration seal | Material | 1 | nr | 36.5147 | 36.5147 | Specific East African resource constant
2 | MAT-002 | Ancillary fittings, supports, fixings and connection materials | Material | 0.02 | item | 40.5719 | 0.81144 | Specific East African resource constant
3 | LAB-018 | Fire-systems technician | Labour | 0.5 | hr | 2.7048 | 1.3524 | Specific East African resource constant
4 | LAB-002 | General labourer | Labour | 0.2 | hr | 0.7728 | 0.15456 | Specific East African resource constant
5 | PLT-016 | Small tools & consumables (allowance) | Plant & Tools | 0.02 | hr | 0.5796 | 0.011592 | Specific East African resource constant
6 | SUB-007 | Fire protection installation | Subcontractor | 0.002 | item | 3477.5889 | 6.9552 | Verify local quotation / authority charge
|  | Materials Total |  |  |  |  | 37.3261
|  | Labour Total |  |  |  |  | 1.507
|  | Plant & Subcontract Total |  |  |  |  | 6.9668
|  | Direct Resource Cost |  |  |  |  | 45.7998
|  | Transport / Carriage | 5% of materials |  |  |  | 1.8663 | Adjust for haul distance
|  | Small Tools, Water & Sundries | 2.5% of labour + plant |  |  |  | 0.21184 | Traditional allowance
|  | PRIME COST |  |  |  |  | 47.878
|  | Contractor Overheads | 10% |  |  |  | 4.7878 | Editable allowance
|  | Contractor Profit | 10% |  |  |  | 5.2666 | Editable allowance
|  | RATE PER BOQ UNIT | nr |  |  |  | 57.9324 | Excluding VAT
Note | Quantities are standard estimating constants and must be adjusted for specification, method, location and supplier quotations.
DETAILED RATE ANALYSIS — EAST AFRICAN QS FORMAT
Module / Ref | MODULE 2 | 13.21 | [5 empty] | MODULE 2¦13.21
BOQ Item | Provide fire stopping to continuous wall junctions or interfaces
Unit | m | Pricing basis | Nairobi, Kenya — Sep 2026 | Currency | USD | VAT | Excluded
No. | Code | Resource Description | Category | Qty / BOQ Unit | Resource Unit | Rate (USD) | Amount (USD) | Remarks
1 | MAT-002 | Ancillary fittings, supports, fixings and connection materials | Material | 0.05 | item | 40.5719 | 2.0286 | East African productivity / consumption constant
2 | MAT-001 | Specified item / equipment (compliance / BIM item) | Material | 0.01 | item | 405.7187 | 4.0572 | Verify supplier/subcontract quotation
3 | LAB-003 | Skilled labourer | Labour | 0.25 | hr | 1.1592 | 0.2898 | East African productivity / consumption constant
4 | LAB-002 | General labourer | Labour | 0.12 | hr | 0.7728 | 0.092736 | East African productivity / consumption constant
5 | PLT-016 | Small tools & consumables (allowance) | Plant & Tools | 0.05 | hr | 0.5796 | 0.02898 | East African productivity / consumption constant
6 | SUB-001 | Testing / commissioning allowance | Subcontractor | 0 | item | 193.1994 | 0 | Verify supplier/subcontract quotation
|  | Materials Total |  |  |  |  | 6.0858
|  | Labour Total |  |  |  |  | 0.38253
|  | Plant & Subcontract Total |  |  |  |  | 0.02898
|  | Direct Resource Cost |  |  |  |  | 6.4973
|  | Transport / Carriage | 5% of materials |  |  |  | 0.30429 | Adjust for haul distance
|  | Small Tools, Water & Sundries | 2.5% of labour + plant |  |  |  | 0.010288 | Traditional allowance
|  | PRIME COST |  |  |  |  | 6.8119
|  | Contractor Overheads | 10% |  |  |  | 0.68119 | Editable allowance
|  | Contractor Profit | 10% |  |  |  | 0.74931 | Editable allowance
|  | RATE PER BOQ UNIT | m |  |  |  | 8.2424 | Excluding VAT
Note | Quantities are standard estimating constants and must be adjusted for specification, method, location and supplier quotations.
DETAILED RATE ANALYSIS — EAST AFRICAN QS FORMAT
Module / Ref | MODULE 2 | 14.01 | [5 empty] | MODULE 2¦14.01
BOQ Item | Supply and install internal timber doorset, including leaf, frame, architraves, seals and specified finish
Unit | nr | Pricing basis | Nairobi, Kenya — Sep 2026 | Currency | USD | VAT | Excluded
No. | Code | Resource Description | Category | Qty / BOQ Unit | Resource Unit | Rate (USD) | Amount (USD) | Remarks
1 | MAT-035 | Internal flush door set | Material | 1 | nr | 97.3725 | 97.3725 | East African productivity / consumption constant
2 | MAT-027 | Ironmongery set | Material | 1 | nr | 68.9722 | 68.9722 | East African productivity / consumption constant
3 | LAB-005 | Carpenter / joiner | Labour | 3 | hr | 1.7388 | 5.2164 | East African productivity / consumption constant
4 | LAB-002 | General labourer | Labour | 1 | hr | 0.7728 | 0.7728 | East African productivity / consumption constant
5 | PLT-016 | Small tools & consumables (allowance) | Plant & Tools | 0.2 | hr | 0.5796 | 0.11592 | East African productivity / consumption constant
6 | SUB-017 | Specialist joinery installation | Subcontractor | 0.01 | item | 1391.0355 | 13.9104 | Verify supplier/subcontract quotation
|  | Materials Total |  |  |  |  | 166.3447
|  | Labour Total |  |  |  |  | 5.9892
|  | Plant & Subcontract Total |  |  |  |  | 14.0263
|  | Direct Resource Cost |  |  |  |  | 186.3601
|  | Transport / Carriage | 5% of materials |  |  |  | 8.3172 | Adjust for haul distance
|  | Small Tools, Water & Sundries | 2.5% of labour + plant |  |  |  | 0.50039 | Traditional allowance
|  | PRIME COST |  |  |  |  | 195.1777
|  | Contractor Overheads | 10% |  |  |  | 19.5178 | Editable allowance
|  | Contractor Profit | 10% |  |  |  | 21.4696 | Editable allowance
|  | RATE PER BOQ UNIT | nr |  |  |  | 236.1651 | Excluding VAT
Note | Quantities are standard estimating constants and must be adjusted for specification, method, location and supplier quotations.
DETAILED RATE ANALYSIS — EAST AFRICAN QS FORMAT
Module / Ref | MODULE 2 | 14.02 | [5 empty] | MODULE 2¦14.02
BOQ Item | Supply and install fire-rated timber doorset, including certified leaf, frame, seals and identification
Unit | nr | Pricing basis | Nairobi, Kenya — Sep 2026 | Currency | USD | VAT | Excluded
No. | Code | Resource Description | Category | Qty / BOQ Unit | Resource Unit | Rate (USD) | Amount (USD) | Remarks
1 | MAT-035 | Internal flush door set | Material | 1 | nr | 97.3725 | 97.3725 | East African productivity / consumption constant
2 | MAT-027 | Ironmongery set | Material | 1 | nr | 68.9722 | 68.9722 | East African productivity / consumption constant
3 | LAB-005 | Carpenter / joiner | Labour | 3 | hr | 1.7388 | 5.2164 | East African productivity / consumption constant
4 | LAB-002 | General labourer | Labour | 1 | hr | 0.7728 | 0.7728 | East African productivity / consumption constant
5 | PLT-016 | Small tools & consumables (allowance) | Plant & Tools | 0.2 | hr | 0.5796 | 0.11592 | East African productivity / consumption constant
6 | SUB-017 | Specialist joinery installation | Subcontractor | 0.01 | item | 1391.0355 | 13.9104 | Verify supplier/subcontract quotation
|  | Materials Total |  |  |  |  | 166.3447
|  | Labour Total |  |  |  |  | 5.9892
|  | Plant & Subcontract Total |  |  |  |  | 14.0263
|  | Direct Resource Cost |  |  |  |  | 186.3601
|  | Transport / Carriage | 5% of materials |  |  |  | 8.3172 | Adjust for haul distance
|  | Small Tools, Water & Sundries | 2.5% of labour + plant |  |  |  | 0.50039 | Traditional allowance
|  | PRIME COST |  |  |  |  | 195.1777
|  | Contractor Overheads | 10% |  |  |  | 19.5178 | Editable allowance
|  | Contractor Profit | 10% |  |  |  | 21.4696 | Editable allowance
|  | RATE PER BOQ UNIT | nr |  |  |  | 236.1651 | Excluding VAT
Note | Quantities are standard estimating constants and must be adjusted for specification, method, location and supplier quotations.
DETAILED RATE ANALYSIS — EAST AFRICAN QS FORMAT
Module / Ref | MODULE 2 | 14.03 | [5 empty] | MODULE 2¦14.03
BOQ Item | Supply and install internal steel doorset, including frame, leaf, finish and seals
Unit | nr | Pricing basis | Nairobi, Kenya — Sep 2026 | Currency | USD | VAT | Excluded
No. | Code | Resource Description | Category | Qty / BOQ Unit | Resource Unit | Rate (USD) | Amount (USD) | Remarks
1 | MAT-037 | Steel security door set | Material | 1 | nr | 486.8624 | 486.8624 | East African productivity / consumption constant
2 | MAT-027 | Ironmongery set | Material | 1 | nr | 68.9722 | 68.9722 | East African productivity / consumption constant
3 | LAB-021 | Welder / fabricator | Labour | 3 | hr | 2.7048 | 8.1144 | East African productivity / consumption constant
4 | LAB-002 | General labourer | Labour | 1 | hr | 0.7728 | 0.7728 | East African productivity / consumption constant
5 | PLT-017 | Welding set | Plant & Tools | 0.1 | day | 46.3679 | 4.6368 | East African productivity / consumption constant
6 | SUB-001 | Testing / commissioning allowance | Subcontractor | 0 | item | 193.1994 | 0 | Verify supplier/subcontract quotation
|  | Materials Total |  |  |  |  | 555.8346
|  | Labour Total |  |  |  |  | 8.8872
|  | Plant & Subcontract Total |  |  |  |  | 4.6368
|  | Direct Resource Cost |  |  |  |  | 569.3586
|  | Transport / Carriage | 5% of materials |  |  |  | 27.7917 | Adjust for haul distance
|  | Small Tools, Water & Sundries | 2.5% of labour + plant |  |  |  | 0.3381 | Traditional allowance
|  | PRIME COST |  |  |  |  | 597.4884
|  | Contractor Overheads | 10% |  |  |  | 59.7488 | Editable allowance
|  | Contractor Profit | 10% |  |  |  | 65.7237 | Editable allowance
|  | RATE PER BOQ UNIT | nr |  |  |  | 722.961 | Excluding VAT
Note | Quantities are standard estimating constants and must be adjusted for specification, method, location and supplier quotations.
DETAILED RATE ANALYSIS — EAST AFRICAN QS FORMAT
Module / Ref | MODULE 2 | 14.04 | [5 empty] | MODULE 2¦14.04
BOQ Item | Supply and install external steel security doorset, including frame, weather seals, threshold and protective finish
Unit | nr | Pricing basis | Nairobi, Kenya — Sep 2026 | Currency | USD | VAT | Excluded
No. | Code | Resource Description | Category | Qty / BOQ Unit | Resource Unit | Rate (USD) | Amount (USD) | Remarks
1 | MAT-037 | Steel security door set | Material | 1 | nr | 486.8624 | 486.8624 | East African productivity / consumption constant
2 | MAT-027 | Ironmongery set | Material | 1 | nr | 68.9722 | 68.9722 | East African productivity / consumption constant
3 | LAB-021 | Welder / fabricator | Labour | 3 | hr | 2.7048 | 8.1144 | East African productivity / consumption constant
4 | LAB-002 | General labourer | Labour | 1 | hr | 0.7728 | 0.7728 | East African productivity / consumption constant
5 | PLT-017 | Welding set | Plant & Tools | 0.1 | day | 46.3679 | 4.6368 | East African productivity / consumption constant
6 | SUB-001 | Testing / commissioning allowance | Subcontractor | 0 | item | 193.1994 | 0 | Verify supplier/subcontract quotation
|  | Materials Total |  |  |  |  | 555.8346
|  | Labour Total |  |  |  |  | 8.8872
|  | Plant & Subcontract Total |  |  |  |  | 4.6368
|  | Direct Resource Cost |  |  |  |  | 569.3586
|  | Transport / Carriage | 5% of materials |  |  |  | 27.7917 | Adjust for haul distance
|  | Small Tools, Water & Sundries | 2.5% of labour + plant |  |  |  | 0.3381 | Traditional allowance
|  | PRIME COST |  |  |  |  | 597.4884
|  | Contractor Overheads | 10% |  |  |  | 59.7488 | Editable allowance
|  | Contractor Profit | 10% |  |  |  | 65.7237 | Editable allowance
|  | RATE PER BOQ UNIT | nr |  |  |  | 722.961 | Excluding VAT
Note | Quantities are standard estimating constants and must be adjusted for specification, method, location and supplier quotations.
DETAILED RATE ANALYSIS — EAST AFRICAN QS FORMAT
Module / Ref | MODULE 2 | 14.05 | [5 empty] | MODULE 2¦14.05
BOQ Item | Supply and install aluminium glazed doorset, including frame, glazing, seals and threshold
Unit | nr | Pricing basis | Nairobi, Kenya — Sep 2026 | Currency | USD | VAT | Excluded
No. | Code | Resource Description | Category | Qty / BOQ Unit | Resource Unit | Rate (USD) | Amount (USD) | Remarks
1 | MAT-035 | Internal flush door set | Material | 1 | nr | 97.3725 | 97.3725 | East African productivity / consumption constant
2 | MAT-027 | Ironmongery set | Material | 1 | nr | 68.9722 | 68.9722 | East African productivity / consumption constant
3 | LAB-005 | Carpenter / joiner | Labour | 3 | hr | 1.7388 | 5.2164 | East African productivity / consumption constant
4 | LAB-002 | General labourer | Labour | 1 | hr | 0.7728 | 0.7728 | East African productivity / consumption constant
5 | PLT-016 | Small tools & consumables (allowance) | Plant & Tools | 0.2 | hr | 0.5796 | 0.11592 | East African productivity / consumption constant
6 | SUB-017 | Specialist joinery installation | Subcontractor | 0.01 | item | 1391.0355 | 13.9104 | Verify supplier/subcontract quotation
|  | Materials Total |  |  |  |  | 166.3447
|  | Labour Total |  |  |  |  | 5.9892
|  | Plant & Subcontract Total |  |  |  |  | 14.0263
|  | Direct Resource Cost |  |  |  |  | 186.3601
|  | Transport / Carriage | 5% of materials |  |  |  | 8.3172 | Adjust for haul distance
|  | Small Tools, Water & Sundries | 2.5% of labour + plant |  |  |  | 0.50039 | Traditional allowance
|  | PRIME COST |  |  |  |  | 195.1777
|  | Contractor Overheads | 10% |  |  |  | 19.5178 | Editable allowance
|  | Contractor Profit | 10% |  |  |  | 21.4696 | Editable allowance
|  | RATE PER BOQ UNIT | nr |  |  |  | 236.1651 | Excluding VAT
Note | Quantities are standard estimating constants and must be adjusted for specification, method, location and supplier quotations.
DETAILED RATE ANALYSIS — EAST AFRICAN QS FORMAT
Module / Ref | MODULE 2 | 14.06 | [5 empty] | MODULE 2¦14.06
BOQ Item | Supply and install automatic sliding or swing doorset, including operator, sensors and controls
Unit | nr | Pricing basis | Nairobi, Kenya — Sep 2026 | Currency | USD | VAT | Excluded
No. | Code | Resource Description | Category | Qty / BOQ Unit | Resource Unit | Rate (USD) | Amount (USD) | Remarks
1 | MAT-035 | Internal flush door set | Material | 1 | nr | 97.3725 | 97.3725 | East African productivity / consumption constant
2 | MAT-027 | Ironmongery set | Material | 1 | nr | 68.9722 | 68.9722 | East African productivity / consumption constant
3 | LAB-005 | Carpenter / joiner | Labour | 3 | hr | 1.7388 | 5.2164 | East African productivity / consumption constant
4 | LAB-002 | General labourer | Labour | 1 | hr | 0.7728 | 0.7728 | East African productivity / consumption constant
5 | PLT-016 | Small tools & consumables (allowance) | Plant & Tools | 0.2 | hr | 0.5796 | 0.11592 | East African productivity / consumption constant
6 | SUB-017 | Specialist joinery installation | Subcontractor | 0.01 | item | 1391.0355 | 13.9104 | Verify supplier/subcontract quotation
|  | Materials Total |  |  |  |  | 166.3447
|  | Labour Total |  |  |  |  | 5.9892
|  | Plant & Subcontract Total |  |  |  |  | 14.0263
|  | Direct Resource Cost |  |  |  |  | 186.3601
|  | Transport / Carriage | 5% of materials |  |  |  | 8.3172 | Adjust for haul distance
|  | Small Tools, Water & Sundries | 2.5% of labour + plant |  |  |  | 0.50039 | Traditional allowance
|  | PRIME COST |  |  |  |  | 195.1777
|  | Contractor Overheads | 10% |  |  |  | 19.5178 | Editable allowance
|  | Contractor Profit | 10% |  |  |  | 21.4696 | Editable allowance
|  | RATE PER BOQ UNIT | nr |  |  |  | 236.1651 | Excluding VAT
Note | Quantities are standard estimating constants and must be adjusted for specification, method, location and supplier quotations.
DETAILED RATE ANALYSIS — EAST AFRICAN QS FORMAT
Module / Ref | MODULE 2 | 14.07 | [5 empty] | MODULE 2¦14.07
BOQ Item | Supply and install roller shutter or sectional overhead door, including guides, hood, operation and controls
Unit | nr | Pricing basis | Nairobi, Kenya — Sep 2026 | Currency | USD | VAT | Excluded
No. | Code | Resource Description | Category | Qty / BOQ Unit | Resource Unit | Rate (USD) | Amount (USD) | Remarks
1 | MAT-035 | Internal flush door set | Material | 1 | nr | 97.3725 | 97.3725 | East African productivity / consumption constant
2 | MAT-027 | Ironmongery set | Material | 1 | nr | 68.9722 | 68.9722 | East African productivity / consumption constant
3 | LAB-005 | Carpenter / joiner | Labour | 3 | hr | 1.7388 | 5.2164 | East African productivity / consumption constant
4 | LAB-002 | General labourer | Labour | 1 | hr | 0.7728 | 0.7728 | East African productivity / consumption constant
5 | PLT-016 | Small tools & consumables (allowance) | Plant & Tools | 0.2 | hr | 0.5796 | 0.11592 | East African productivity / consumption constant
6 | SUB-017 | Specialist joinery installation | Subcontractor | 0.01 | item | 1391.0355 | 13.9104 | Verify supplier/subcontract quotation
|  | Materials Total |  |  |  |  | 166.3447
|  | Labour Total |  |  |  |  | 5.9892
|  | Plant & Subcontract Total |  |  |  |  | 14.0263
|  | Direct Resource Cost |  |  |  |  | 186.3601
|  | Transport / Carriage | 5% of materials |  |  |  | 8.3172 | Adjust for haul distance
|  | Small Tools, Water & Sundries | 2.5% of labour + plant |  |  |  | 0.50039 | Traditional allowance
|  | PRIME COST |  |  |  |  | 195.1777
|  | Contractor Overheads | 10% |  |  |  | 19.5178 | Editable allowance
|  | Contractor Profit | 10% |  |  |  | 21.4696 | Editable allowance
|  | RATE PER BOQ UNIT | nr |  |  |  | 236.1651 | Excluding VAT
Note | Quantities are standard estimating constants and must be adjusted for specification, method, location and supplier quotations.
DETAILED RATE ANALYSIS — EAST AFRICAN QS FORMAT
Module / Ref | MODULE 2 | 14.08 | [5 empty] | MODULE 2¦14.08
BOQ Item | Supply and install internal glazed screen, including framing, glazing, gaskets and junctions
Unit | m² | Pricing basis | Nairobi, Kenya — Sep 2026 | Currency | USD | VAT | Excluded
No. | Code | Resource Description | Category | Qty / BOQ Unit | Resource Unit | Rate (USD) | Amount (USD) | Remarks
1 | MAT-002 | Ancillary fittings, supports, fixings and connection materials | Material | 0.12 | item | 40.5719 | 4.8686 | East African productivity / consumption constant
2 | MAT-001 | Specified item / equipment (compliance / BIM item) | Material | 0.02 | item | 405.7187 | 8.1144 | Verify supplier/subcontract quotation
3 | LAB-003 | Skilled labourer | Labour | 0.5 | hr | 1.1592 | 0.5796 | East African productivity / consumption constant
4 | LAB-002 | General labourer | Labour | 0.25 | hr | 0.7728 | 0.1932 | East African productivity / consumption constant
5 | PLT-016 | Small tools & consumables (allowance) | Plant & Tools | 0.08 | hr | 0.5796 | 0.046368 | East African productivity / consumption constant
6 | SUB-001 | Testing / commissioning allowance | Subcontractor | 0 | item | 193.1994 | 0 | Verify supplier/subcontract quotation
|  | Materials Total |  |  |  |  | 12.983
|  | Labour Total |  |  |  |  | 0.7728
|  | Plant & Subcontract Total |  |  |  |  | 0.046368
|  | Direct Resource Cost |  |  |  |  | 13.8022
|  | Transport / Carriage | 5% of materials |  |  |  | 0.64915 | Adjust for haul distance
|  | Small Tools, Water & Sundries | 2.5% of labour + plant |  |  |  | 0.020479 | Traditional allowance
|  | PRIME COST |  |  |  |  | 14.4718
|  | Contractor Overheads | 10% |  |  |  | 1.4472 | Editable allowance
|  | Contractor Profit | 10% |  |  |  | 1.5919 | Editable allowance
|  | RATE PER BOQ UNIT | m² |  |  |  | 17.5109 | Excluding VAT
Note | Quantities are standard estimating constants and must be adjusted for specification, method, location and supplier quotations.
DETAILED RATE ANALYSIS — EAST AFRICAN QS FORMAT
Module / Ref | MODULE 2 | 14.09 | [5 empty] | MODULE 2¦14.09
BOQ Item | Supply and install aluminium-framed windows, including opening lights, glazing, seals and finish
Unit | nr | Pricing basis | Nairobi, Kenya — Sep 2026 | Currency | USD | VAT | Excluded
No. | Code | Resource Description | Category | Qty / BOQ Unit | Resource Unit | Rate (USD) | Amount (USD) | Remarks
1 | MAT-034 | Powder-coated aluminium window | Material | 1.5 | m² | 121.7156 | 182.5734 | East African productivity / consumption constant
2 | MAT-027 | Ironmongery set | Material | 1 | nr | 68.9722 | 68.9722 | East African productivity / consumption constant
3 | LAB-013 | Glazier | Labour | 3 | hr | 1.932 | 5.796 | East African productivity / consumption constant
4 | LAB-002 | General labourer | Labour | 1 | hr | 0.7728 | 0.7728 | East African productivity / consumption constant
5 | PLT-016 | Small tools & consumables (allowance) | Plant & Tools | 0.2 | hr | 0.5796 | 0.11592 | East African productivity / consumption constant
6 | SUB-001 | Testing / commissioning allowance | Subcontractor | 0 | item | 193.1994 | 0 | Verify supplier/subcontract quotation
|  | Materials Total |  |  |  |  | 251.5456
|  | Labour Total |  |  |  |  | 6.5688
|  | Plant & Subcontract Total |  |  |  |  | 0.11592
|  | Direct Resource Cost |  |  |  |  | 258.2303
|  | Transport / Carriage | 5% of materials |  |  |  | 12.5773 | Adjust for haul distance
|  | Small Tools, Water & Sundries | 2.5% of labour + plant |  |  |  | 0.16712 | Traditional allowance
|  | PRIME COST |  |  |  |  | 270.9747
|  | Contractor Overheads | 10% |  |  |  | 27.0975 | Editable allowance
|  | Contractor Profit | 10% |  |  |  | 29.8072 | Editable allowance
|  | RATE PER BOQ UNIT | nr |  |  |  | 327.8794 | Excluding VAT
Note | Quantities are standard estimating constants and must be adjusted for specification, method, location and supplier quotations.
DETAILED RATE ANALYSIS — EAST AFRICAN QS FORMAT
Module / Ref | MODULE 2 | 14.1 | [5 empty] | MODULE 2¦14.1
BOQ Item | Supply and install fixed louvre panels, including frame, blades, mesh and finish
Unit | m² | Pricing basis | Nairobi, Kenya — Sep 2026 | Currency | USD | VAT | Excluded
No. | Code | Resource Description | Category | Qty / BOQ Unit | Resource Unit | Rate (USD) | Amount (USD) | Remarks
1 | MAT-002 | Ancillary fittings, supports, fixings and connection materials | Material | 0.12 | item | 40.5719 | 4.8686 | East African productivity / consumption constant
2 | MAT-001 | Specified item / equipment (compliance / BIM item) | Material | 0.02 | item | 405.7187 | 8.1144 | Verify supplier/subcontract quotation
3 | LAB-003 | Skilled labourer | Labour | 0.5 | hr | 1.1592 | 0.5796 | East African productivity / consumption constant
4 | LAB-002 | General labourer | Labour | 0.25 | hr | 0.7728 | 0.1932 | East African productivity / consumption constant
5 | PLT-016 | Small tools & consumables (allowance) | Plant & Tools | 0.08 | hr | 0.5796 | 0.046368 | East African productivity / consumption constant
6 | SUB-001 | Testing / commissioning allowance | Subcontractor | 0 | item | 193.1994 | 0 | Verify supplier/subcontract quotation
|  | Materials Total |  |  |  |  | 12.983
|  | Labour Total |  |  |  |  | 0.7728
|  | Plant & Subcontract Total |  |  |  |  | 0.046368
|  | Direct Resource Cost |  |  |  |  | 13.8022
|  | Transport / Carriage | 5% of materials |  |  |  | 0.64915 | Adjust for haul distance
|  | Small Tools, Water & Sundries | 2.5% of labour + plant |  |  |  | 0.020479 | Traditional allowance
|  | PRIME COST |  |  |  |  | 14.4718
|  | Contractor Overheads | 10% |  |  |  | 1.4472 | Editable allowance
|  | Contractor Profit | 10% |  |  |  | 1.5919 | Editable allowance
|  | RATE PER BOQ UNIT | m² |  |  |  | 17.5109 | Excluding VAT
Note | Quantities are standard estimating constants and must be adjusted for specification, method, location and supplier quotations.
DETAILED RATE ANALYSIS — EAST AFRICAN QS FORMAT
Module / Ref | MODULE 2 | 14.11 | [5 empty] | MODULE 2¦14.11
BOQ Item | Provide insulated glazing to doors, windows or screens where glazing is measured separately
Unit | m² | Pricing basis | Nairobi, Kenya — Sep 2026 | Currency | USD | VAT | Excluded
No. | Code | Resource Description | Category | Qty / BOQ Unit | Resource Unit | Rate (USD) | Amount (USD) | Remarks
1 | MAT-002 | Ancillary fittings, supports, fixings and connection materials | Material | 0.12 | item | 40.5719 | 4.8686 | East African productivity / consumption constant
2 | MAT-001 | Specified item / equipment (compliance / BIM item) | Material | 0.02 | item | 405.7187 | 8.1144 | Verify supplier/subcontract quotation
3 | LAB-003 | Skilled labourer | Labour | 0.5 | hr | 1.1592 | 0.5796 | East African productivity / consumption constant
4 | LAB-002 | General labourer | Labour | 0.25 | hr | 0.7728 | 0.1932 | East African productivity / consumption constant
5 | PLT-016 | Small tools & consumables (allowance) | Plant & Tools | 0.08 | hr | 0.5796 | 0.046368 | East African productivity / consumption constant
6 | SUB-001 | Testing / commissioning allowance | Subcontractor | 0 | item | 193.1994 | 0 | Verify supplier/subcontract quotation
|  | Materials Total |  |  |  |  | 12.983
|  | Labour Total |  |  |  |  | 0.7728
|  | Plant & Subcontract Total |  |  |  |  | 0.046368
|  | Direct Resource Cost |  |  |  |  | 13.8022
|  | Transport / Carriage | 5% of materials |  |  |  | 0.64915 | Adjust for haul distance
|  | Small Tools, Water & Sundries | 2.5% of labour + plant |  |  |  | 0.020479 | Traditional allowance
|  | PRIME COST |  |  |  |  | 14.4718
|  | Contractor Overheads | 10% |  |  |  | 1.4472 | Editable allowance
|  | Contractor Profit | 10% |  |  |  | 1.5919 | Editable allowance
|  | RATE PER BOQ UNIT | m² |  |  |  | 17.5109 | Excluding VAT
Note | Quantities are standard estimating constants and must be adjusted for specification, method, location and supplier quotations.
DETAILED RATE ANALYSIS — EAST AFRICAN QS FORMAT
Module / Ref | MODULE 2 | 14.12 | [5 empty] | MODULE 2¦14.12
BOQ Item | Provide fire-rated, acoustic or security glazing where measured separately
Unit | m² | Pricing basis | Nairobi, Kenya — Sep 2026 | Currency | USD | VAT | Excluded
No. | Code | Resource Description | Category | Qty / BOQ Unit | Resource Unit | Rate (USD) | Amount (USD) | Remarks
1 | MAT-002 | Ancillary fittings, supports, fixings and connection materials | Material | 0.12 | item | 40.5719 | 4.8686 | East African productivity / consumption constant
2 | MAT-001 | Specified item / equipment (compliance / BIM item) | Material | 0.02 | item | 405.7187 | 8.1144 | Verify supplier/subcontract quotation
3 | LAB-003 | Skilled labourer | Labour | 0.5 | hr | 1.1592 | 0.5796 | East African productivity / consumption constant
4 | LAB-002 | General labourer | Labour | 0.25 | hr | 0.7728 | 0.1932 | East African productivity / consumption constant
5 | PLT-016 | Small tools & consumables (allowance) | Plant & Tools | 0.08 | hr | 0.5796 | 0.046368 | East African productivity / consumption constant
6 | SUB-001 | Testing / commissioning allowance | Subcontractor | 0 | item | 193.1994 | 0 | Verify supplier/subcontract quotation
|  | Materials Total |  |  |  |  | 12.983
|  | Labour Total |  |  |  |  | 0.7728
|  | Plant & Subcontract Total |  |  |  |  | 0.046368
|  | Direct Resource Cost |  |  |  |  | 13.8022
|  | Transport / Carriage | 5% of materials |  |  |  | 0.64915 | Adjust for haul distance
|  | Small Tools, Water & Sundries | 2.5% of labour + plant |  |  |  | 0.020479 | Traditional allowance
|  | PRIME COST |  |  |  |  | 14.4718
|  | Contractor Overheads | 10% |  |  |  | 1.4472 | Editable allowance
|  | Contractor Profit | 10% |  |  |  | 1.5919 | Editable allowance
|  | RATE PER BOQ UNIT | m² |  |  |  | 17.5109 | Excluding VAT
Note | Quantities are standard estimating constants and must be adjusted for specification, method, location and supplier quotations.
DETAILED RATE ANALYSIS — EAST AFRICAN QS FORMAT
Module / Ref | MODULE 2 | 14.13 | [5 empty] | MODULE 2¦14.13
BOQ Item | Provide complete standard ironmongery set to nominated doors
Unit | set | Pricing basis | Nairobi, Kenya — Sep 2026 | Currency | USD | VAT | Excluded
No. | Code | Resource Description | Category | Qty / BOQ Unit | Resource Unit | Rate (USD) | Amount (USD) | Remarks
1 | MAT-117 | Complete ironmongery set | Material | 1 | set | 146.0587 | 146.0587 | Specific East African resource constant
2 | MAT-027 | Ironmongery set | Material | 0.2 | nr | 68.9722 | 13.7944 | Specific East African resource constant
3 | LAB-005 | Carpenter / joiner | Labour | 1.5 | hr | 1.7388 | 2.6082 | Specific East African resource constant
4 | LAB-002 | General labourer | Labour | 0.3 | hr | 0.7728 | 0.23184 | Specific East African resource constant
5 | PLT-016 | Small tools & consumables (allowance) | Plant & Tools | 0.02 | hr | 0.5796 | 0.011592 | Specific East African resource constant
6 | SUB-017 | Specialist joinery installation | Subcontractor | 0.002 | item | 1391.0355 | 2.7821 | Verify local quotation / authority charge
|  | Materials Total |  |  |  |  | 159.8532
|  | Labour Total |  |  |  |  | 2.84
|  | Plant & Subcontract Total |  |  |  |  | 2.7937
|  | Direct Resource Cost |  |  |  |  | 165.4869
|  | Transport / Carriage | 5% of materials |  |  |  | 7.9927 | Adjust for haul distance
|  | Small Tools, Water & Sundries | 2.5% of labour + plant |  |  |  | 0.14084 | Traditional allowance
|  | PRIME COST |  |  |  |  | 173.6204
|  | Contractor Overheads | 10% |  |  |  | 17.362 | Editable allowance
|  | Contractor Profit | 10% |  |  |  | 19.0982 | Editable allowance
|  | RATE PER BOQ UNIT | set |  |  |  | 210.0806 | Excluding VAT
Note | Quantities are standard estimating constants and must be adjusted for specification, method, location and supplier quotations.
DETAILED RATE ANALYSIS — EAST AFRICAN QS FORMAT
Module / Ref | MODULE 2 | 14.14 | [5 empty] | MODULE 2¦14.14
BOQ Item | Provide complete fire-door ironmongery set, including closer and specified hardware
Unit | set | Pricing basis | Nairobi, Kenya — Sep 2026 | Currency | USD | VAT | Excluded
No. | Code | Resource Description | Category | Qty / BOQ Unit | Resource Unit | Rate (USD) | Amount (USD) | Remarks
1 | MAT-117 | Complete ironmongery set | Material | 1 | set | 146.0587 | 146.0587 | Specific East African resource constant
2 | MAT-027 | Ironmongery set | Material | 0.2 | nr | 68.9722 | 13.7944 | Specific East African resource constant
3 | LAB-005 | Carpenter / joiner | Labour | 1.5 | hr | 1.7388 | 2.6082 | Specific East African resource constant
4 | LAB-002 | General labourer | Labour | 0.3 | hr | 0.7728 | 0.23184 | Specific East African resource constant
5 | PLT-016 | Small tools & consumables (allowance) | Plant & Tools | 0.02 | hr | 0.5796 | 0.011592 | Specific East African resource constant
6 | SUB-017 | Specialist joinery installation | Subcontractor | 0.002 | item | 1391.0355 | 2.7821 | Verify local quotation / authority charge
|  | Materials Total |  |  |  |  | 159.8532
|  | Labour Total |  |  |  |  | 2.84
|  | Plant & Subcontract Total |  |  |  |  | 2.7937
|  | Direct Resource Cost |  |  |  |  | 165.4869
|  | Transport / Carriage | 5% of materials |  |  |  | 7.9927 | Adjust for haul distance
|  | Small Tools, Water & Sundries | 2.5% of labour + plant |  |  |  | 0.14084 | Traditional allowance
|  | PRIME COST |  |  |  |  | 173.6204
|  | Contractor Overheads | 10% |  |  |  | 17.362 | Editable allowance
|  | Contractor Profit | 10% |  |  |  | 19.0982 | Editable allowance
|  | RATE PER BOQ UNIT | set |  |  |  | 210.0806 | Excluding VAT
Note | Quantities are standard estimating constants and must be adjusted for specification, method, location and supplier quotations.
DETAILED RATE ANALYSIS — EAST AFRICAN QS FORMAT
Module / Ref | MODULE 2 | 14.15 | [5 empty] | MODULE 2¦14.15
BOQ Item | Provide panic or emergency-escape ironmongery to nominated escape doors
Unit | set | Pricing basis | Nairobi, Kenya — Sep 2026 | Currency | USD | VAT | Excluded
No. | Code | Resource Description | Category | Qty / BOQ Unit | Resource Unit | Rate (USD) | Amount (USD) | Remarks
1 | MAT-117 | Complete ironmongery set | Material | 1 | set | 146.0587 | 146.0587 | Discipline-specific East African resource allowance
2 | MAT-002 | Ancillary fittings, supports, fixings and connection materials | Material | 0.1 | item | 40.5719 | 4.0572 | Discipline-specific East African resource allowance
3 | LAB-005 | Carpenter / joiner | Labour | 2 | hr | 1.7388 | 3.4776 | Discipline-specific East African resource allowance
4 | LAB-002 | General labourer | Labour | 1 | hr | 0.7728 | 0.7728 | Discipline-specific East African resource allowance
5 | PLT-016 | Small tools & consumables (allowance) | Plant & Tools | 0.05 | hr | 0.5796 | 0.02898 | Discipline-specific East African resource allowance
6 | SUB-017 | Specialist joinery installation | Subcontractor | 0.005 | item | 1391.0355 | 6.9552 | Discipline provisional allowance — verify quotation
|  | Materials Total |  |  |  |  | 150.1159
|  | Labour Total |  |  |  |  | 4.2504
|  | Plant & Subcontract Total |  |  |  |  | 6.9842
|  | Direct Resource Cost |  |  |  |  | 161.3505
|  | Transport / Carriage | 5% of materials |  |  |  | 7.5058 | Adjust for haul distance
|  | Small Tools, Water & Sundries | 2.5% of labour + plant |  |  |  | 0.28086 | Traditional allowance
|  | PRIME COST |  |  |  |  | 169.1371
|  | Contractor Overheads | 10% |  |  |  | 16.9137 | Editable allowance
|  | Contractor Profit | 10% |  |  |  | 18.6051 | Editable allowance
|  | RATE PER BOQ UNIT | set |  |  |  | 204.6559 | Excluding VAT
Note | Quantities are standard estimating constants and must be adjusted for specification, method, location and supplier quotations.
DETAILED RATE ANALYSIS — EAST AFRICAN QS FORMAT
Module / Ref | MODULE 2 | 14.16 | [5 empty] | MODULE 2¦14.16
BOQ Item | Provide access-control hardware or preparation to controlled doors
Unit | set | Pricing basis | Nairobi, Kenya — Sep 2026 | Currency | USD | VAT | Excluded
No. | Code | Resource Description | Category | Qty / BOQ Unit | Resource Unit | Rate (USD) | Amount (USD) | Remarks
1 | MAT-117 | Complete ironmongery set | Material | 1 | set | 146.0587 | 146.0587 | Discipline-specific East African resource allowance
2 | MAT-002 | Ancillary fittings, supports, fixings and connection materials | Material | 0.1 | item | 40.5719 | 4.0572 | Discipline-specific East African resource allowance
3 | LAB-005 | Carpenter / joiner | Labour | 2 | hr | 1.7388 | 3.4776 | Discipline-specific East African resource allowance
4 | LAB-002 | General labourer | Labour | 1 | hr | 0.7728 | 0.7728 | Discipline-specific East African resource allowance
5 | PLT-016 | Small tools & consumables (allowance) | Plant & Tools | 0.05 | hr | 0.5796 | 0.02898 | Discipline-specific East African resource allowance
6 | SUB-017 | Specialist joinery installation | Subcontractor | 0.005 | item | 1391.0355 | 6.9552 | Discipline provisional allowance — verify quotation
|  | Materials Total |  |  |  |  | 150.1159
|  | Labour Total |  |  |  |  | 4.2504
|  | Plant & Subcontract Total |  |  |  |  | 6.9842
|  | Direct Resource Cost |  |  |  |  | 161.3505
|  | Transport / Carriage | 5% of materials |  |  |  | 7.5058 | Adjust for haul distance
|  | Small Tools, Water & Sundries | 2.5% of labour + plant |  |  |  | 0.28086 | Traditional allowance
|  | PRIME COST |  |  |  |  | 169.1371
|  | Contractor Overheads | 10% |  |  |  | 16.9137 | Editable allowance
|  | Contractor Profit | 10% |  |  |  | 18.6051 | Editable allowance
|  | RATE PER BOQ UNIT | set |  |  |  | 204.6559 | Excluding VAT
Note | Quantities are standard estimating constants and must be adjusted for specification, method, location and supplier quotations.
DETAILED RATE ANALYSIS — EAST AFRICAN QS FORMAT
Module / Ref | MODULE 2 | 14.17 | [5 empty] | MODULE 2¦14.17
BOQ Item | Provide door closer separately to nominated doors
Unit | nr | Pricing basis | Nairobi, Kenya — Sep 2026 | Currency | USD | VAT | Excluded
No. | Code | Resource Description | Category | Qty / BOQ Unit | Resource Unit | Rate (USD) | Amount (USD) | Remarks
1 | MAT-035 | Internal flush door set | Material | 1 | nr | 97.3725 | 97.3725 | East African productivity / consumption constant
2 | MAT-027 | Ironmongery set | Material | 1 | nr | 68.9722 | 68.9722 | East African productivity / consumption constant
3 | LAB-005 | Carpenter / joiner | Labour | 3 | hr | 1.7388 | 5.2164 | East African productivity / consumption constant
4 | LAB-002 | General labourer | Labour | 1 | hr | 0.7728 | 0.7728 | East African productivity / consumption constant
5 | PLT-016 | Small tools & consumables (allowance) | Plant & Tools | 0.2 | hr | 0.5796 | 0.11592 | East African productivity / consumption constant
6 | SUB-017 | Specialist joinery installation | Subcontractor | 0.01 | item | 1391.0355 | 13.9104 | Verify supplier/subcontract quotation
|  | Materials Total |  |  |  |  | 166.3447
|  | Labour Total |  |  |  |  | 5.9892
|  | Plant & Subcontract Total |  |  |  |  | 14.0263
|  | Direct Resource Cost |  |  |  |  | 186.3601
|  | Transport / Carriage | 5% of materials |  |  |  | 8.3172 | Adjust for haul distance
|  | Small Tools, Water & Sundries | 2.5% of labour + plant |  |  |  | 0.50039 | Traditional allowance
|  | PRIME COST |  |  |  |  | 195.1777
|  | Contractor Overheads | 10% |  |  |  | 19.5178 | Editable allowance
|  | Contractor Profit | 10% |  |  |  | 21.4696 | Editable allowance
|  | RATE PER BOQ UNIT | nr |  |  |  | 236.1651 | Excluding VAT
Note | Quantities are standard estimating constants and must be adjusted for specification, method, location and supplier quotations.
DETAILED RATE ANALYSIS — EAST AFRICAN QS FORMAT
Module / Ref | MODULE 2 | 14.18 | [5 empty] | MODULE 2¦14.18
BOQ Item | Provide door signage or identification plate to nominated doors
Unit | nr | Pricing basis | Nairobi, Kenya — Sep 2026 | Currency | USD | VAT | Excluded
No. | Code | Resource Description | Category | Qty / BOQ Unit | Resource Unit | Rate (USD) | Amount (USD) | Remarks
1 | MAT-035 | Internal flush door set | Material | 1 | nr | 97.3725 | 97.3725 | East African productivity / consumption constant
2 | MAT-027 | Ironmongery set | Material | 1 | nr | 68.9722 | 68.9722 | East African productivity / consumption constant
3 | LAB-005 | Carpenter / joiner | Labour | 3 | hr | 1.7388 | 5.2164 | East African productivity / consumption constant
4 | LAB-002 | General labourer | Labour | 1 | hr | 0.7728 | 0.7728 | East African productivity / consumption constant
5 | PLT-016 | Small tools & consumables (allowance) | Plant & Tools | 0.2 | hr | 0.5796 | 0.11592 | East African productivity / consumption constant
6 | SUB-017 | Specialist joinery installation | Subcontractor | 0.01 | item | 1391.0355 | 13.9104 | Verify supplier/subcontract quotation
|  | Materials Total |  |  |  |  | 166.3447
|  | Labour Total |  |  |  |  | 5.9892
|  | Plant & Subcontract Total |  |  |  |  | 14.0263
|  | Direct Resource Cost |  |  |  |  | 186.3601
|  | Transport / Carriage | 5% of materials |  |  |  | 8.3172 | Adjust for haul distance
|  | Small Tools, Water & Sundries | 2.5% of labour + plant |  |  |  | 0.50039 | Traditional allowance
|  | PRIME COST |  |  |  |  | 195.1777
|  | Contractor Overheads | 10% |  |  |  | 19.5178 | Editable allowance
|  | Contractor Profit | 10% |  |  |  | 21.4696 | Editable allowance
|  | RATE PER BOQ UNIT | nr |  |  |  | 236.1651 | Excluding VAT
Note | Quantities are standard estimating constants and must be adjusted for specification, method, location and supplier quotations.
DETAILED RATE ANALYSIS — EAST AFRICAN QS FORMAT
Module / Ref | MODULE 2 | 14.19 | [5 empty] | MODULE 2¦14.19
BOQ Item | Provide internal timber, metal or stone window boards
Unit | m | Pricing basis | Nairobi, Kenya — Sep 2026 | Currency | USD | VAT | Excluded
No. | Code | Resource Description | Category | Qty / BOQ Unit | Resource Unit | Rate (USD) | Amount (USD) | Remarks
1 | MAT-002 | Ancillary fittings, supports, fixings and connection materials | Material | 0.05 | item | 40.5719 | 2.0286 | East African productivity / consumption constant
2 | MAT-001 | Specified item / equipment (compliance / BIM item) | Material | 0.01 | item | 405.7187 | 4.0572 | Verify supplier/subcontract quotation
3 | LAB-003 | Skilled labourer | Labour | 0.25 | hr | 1.1592 | 0.2898 | East African productivity / consumption constant
4 | LAB-002 | General labourer | Labour | 0.12 | hr | 0.7728 | 0.092736 | East African productivity / consumption constant
5 | PLT-016 | Small tools & consumables (allowance) | Plant & Tools | 0.05 | hr | 0.5796 | 0.02898 | East African productivity / consumption constant
6 | SUB-001 | Testing / commissioning allowance | Subcontractor | 0 | item | 193.1994 | 0 | Verify supplier/subcontract quotation
|  | Materials Total |  |  |  |  | 6.0858
|  | Labour Total |  |  |  |  | 0.38253
|  | Plant & Subcontract Total |  |  |  |  | 0.02898
|  | Direct Resource Cost |  |  |  |  | 6.4973
|  | Transport / Carriage | 5% of materials |  |  |  | 0.30429 | Adjust for haul distance
|  | Small Tools, Water & Sundries | 2.5% of labour + plant |  |  |  | 0.010288 | Traditional allowance
|  | PRIME COST |  |  |  |  | 6.8119
|  | Contractor Overheads | 10% |  |  |  | 0.68119 | Editable allowance
|  | Contractor Profit | 10% |  |  |  | 0.74931 | Editable allowance
|  | RATE PER BOQ UNIT | m |  |  |  | 8.2424 | Excluding VAT
Note | Quantities are standard estimating constants and must be adjusted for specification, method, location and supplier quotations.
DETAILED RATE ANALYSIS — EAST AFRICAN QS FORMAT
Module / Ref | MODULE 2 | 14.2 | [5 empty] | MODULE 2¦14.2
BOQ Item | Provide external pressed-metal, concrete or stone window cills
Unit | m | Pricing basis | Nairobi, Kenya — Sep 2026 | Currency | USD | VAT | Excluded
No. | Code | Resource Description | Category | Qty / BOQ Unit | Resource Unit | Rate (USD) | Amount (USD) | Remarks
1 | MAT-002 | Ancillary fittings, supports, fixings and connection materials | Material | 0.05 | item | 40.5719 | 2.0286 | East African productivity / consumption constant
2 | MAT-001 | Specified item / equipment (compliance / BIM item) | Material | 0.01 | item | 405.7187 | 4.0572 | Verify supplier/subcontract quotation
3 | LAB-003 | Skilled labourer | Labour | 0.25 | hr | 1.1592 | 0.2898 | East African productivity / consumption constant
4 | LAB-002 | General labourer | Labour | 0.12 | hr | 0.7728 | 0.092736 | East African productivity / consumption constant
5 | PLT-016 | Small tools & consumables (allowance) | Plant & Tools | 0.05 | hr | 0.5796 | 0.02898 | East African productivity / consumption constant
6 | SUB-001 | Testing / commissioning allowance | Subcontractor | 0 | item | 193.1994 | 0 | Verify supplier/subcontract quotation
|  | Materials Total |  |  |  |  | 6.0858
|  | Labour Total |  |  |  |  | 0.38253
|  | Plant & Subcontract Total |  |  |  |  | 0.02898
|  | Direct Resource Cost |  |  |  |  | 6.4973
|  | Transport / Carriage | 5% of materials |  |  |  | 0.30429 | Adjust for haul distance
|  | Small Tools, Water & Sundries | 2.5% of labour + plant |  |  |  | 0.010288 | Traditional allowance
|  | PRIME COST |  |  |  |  | 6.8119
|  | Contractor Overheads | 10% |  |  |  | 0.68119 | Editable allowance
|  | Contractor Profit | 10% |  |  |  | 0.74931 | Editable allowance
|  | RATE PER BOQ UNIT | m |  |  |  | 8.2424 | Excluding VAT
Note | Quantities are standard estimating constants and must be adjusted for specification, method, location and supplier quotations.
DETAILED RATE ANALYSIS — EAST AFRICAN QS FORMAT
Module / Ref | MODULE 2 | 14.21 | [5 empty] | MODULE 2¦14.21
BOQ Item | Apply perimeter sealant to one side of door or window frame
Unit | m | Pricing basis | Nairobi, Kenya — Sep 2026 | Currency | USD | VAT | Excluded
No. | Code | Resource Description | Category | Qty / BOQ Unit | Resource Unit | Rate (USD) | Amount (USD) | Remarks
1 | MAT-002 | Ancillary fittings, supports, fixings and connection materials | Material | 0.05 | item | 40.5719 | 2.0286 | East African productivity / consumption constant
2 | MAT-001 | Specified item / equipment (compliance / BIM item) | Material | 0.01 | item | 405.7187 | 4.0572 | Verify supplier/subcontract quotation
3 | LAB-003 | Skilled labourer | Labour | 0.25 | hr | 1.1592 | 0.2898 | East African productivity / consumption constant
4 | LAB-002 | General labourer | Labour | 0.12 | hr | 0.7728 | 0.092736 | East African productivity / consumption constant
5 | PLT-016 | Small tools & consumables (allowance) | Plant & Tools | 0.05 | hr | 0.5796 | 0.02898 | East African productivity / consumption constant
6 | SUB-001 | Testing / commissioning allowance | Subcontractor | 0 | item | 193.1994 | 0 | Verify supplier/subcontract quotation
|  | Materials Total |  |  |  |  | 6.0858
|  | Labour Total |  |  |  |  | 0.38253
|  | Plant & Subcontract Total |  |  |  |  | 0.02898
|  | Direct Resource Cost |  |  |  |  | 6.4973
|  | Transport / Carriage | 5% of materials |  |  |  | 0.30429 | Adjust for haul distance
|  | Small Tools, Water & Sundries | 2.5% of labour + plant |  |  |  | 0.010288 | Traditional allowance
|  | PRIME COST |  |  |  |  | 6.8119
|  | Contractor Overheads | 10% |  |  |  | 0.68119 | Editable allowance
|  | Contractor Profit | 10% |  |  |  | 0.74931 | Editable allowance
|  | RATE PER BOQ UNIT | m |  |  |  | 8.2424 | Excluding VAT
Note | Quantities are standard estimating constants and must be adjusted for specification, method, location and supplier quotations.
DETAILED RATE ANALYSIS — EAST AFRICAN QS FORMAT
Module / Ref | MODULE 2 | 14.22 | [5 empty] | MODULE 2¦14.22
BOQ Item | Apply perimeter sealant to both sides of door or window frame
Unit | m | Pricing basis | Nairobi, Kenya — Sep 2026 | Currency | USD | VAT | Excluded
No. | Code | Resource Description | Category | Qty / BOQ Unit | Resource Unit | Rate (USD) | Amount (USD) | Remarks
1 | MAT-002 | Ancillary fittings, supports, fixings and connection materials | Material | 0.05 | item | 40.5719 | 2.0286 | East African productivity / consumption constant
2 | MAT-001 | Specified item / equipment (compliance / BIM item) | Material | 0.01 | item | 405.7187 | 4.0572 | Verify supplier/subcontract quotation
3 | LAB-003 | Skilled labourer | Labour | 0.25 | hr | 1.1592 | 0.2898 | East African productivity / consumption constant
4 | LAB-002 | General labourer | Labour | 0.12 | hr | 0.7728 | 0.092736 | East African productivity / consumption constant
5 | PLT-016 | Small tools & consumables (allowance) | Plant & Tools | 0.05 | hr | 0.5796 | 0.02898 | East African productivity / consumption constant
6 | SUB-001 | Testing / commissioning allowance | Subcontractor | 0 | item | 193.1994 | 0 | Verify supplier/subcontract quotation
|  | Materials Total |  |  |  |  | 6.0858
|  | Labour Total |  |  |  |  | 0.38253
|  | Plant & Subcontract Total |  |  |  |  | 0.02898
|  | Direct Resource Cost |  |  |  |  | 6.4973
|  | Transport / Carriage | 5% of materials |  |  |  | 0.30429 | Adjust for haul distance
|  | Small Tools, Water & Sundries | 2.5% of labour + plant |  |  |  | 0.010288 | Traditional allowance
|  | PRIME COST |  |  |  |  | 6.8119
|  | Contractor Overheads | 10% |  |  |  | 0.68119 | Editable allowance
|  | Contractor Profit | 10% |  |  |  | 0.74931 | Editable allowance
|  | RATE PER BOQ UNIT | m |  |  |  | 8.2424 | Excluding VAT
Note | Quantities are standard estimating constants and must be adjusted for specification, method, location and supplier quotations.
DETAILED RATE ANALYSIS — EAST AFRICAN QS FORMAT
Module / Ref | MODULE 2 | 14.23 | [5 empty] | MODULE 2¦14.23
BOQ Item | Finish reveals, jambs, soffits and sills around door and window openings
Unit | m² | Pricing basis | Nairobi, Kenya — Sep 2026 | Currency | USD | VAT | Excluded
No. | Code | Resource Description | Category | Qty / BOQ Unit | Resource Unit | Rate (USD) | Amount (USD) | Remarks
1 | MAT-002 | Ancillary fittings, supports, fixings and connection materials | Material | 0.12 | item | 40.5719 | 4.8686 | East African productivity / consumption constant
2 | MAT-001 | Specified item / equipment (compliance / BIM item) | Material | 0.02 | item | 405.7187 | 8.1144 | Verify supplier/subcontract quotation
3 | LAB-003 | Skilled labourer | Labour | 0.5 | hr | 1.1592 | 0.5796 | East African productivity / consumption constant
4 | LAB-002 | General labourer | Labour | 0.25 | hr | 0.7728 | 0.1932 | East African productivity / consumption constant
5 | PLT-016 | Small tools & consumables (allowance) | Plant & Tools | 0.08 | hr | 0.5796 | 0.046368 | East African productivity / consumption constant
6 | SUB-001 | Testing / commissioning allowance | Subcontractor | 0 | item | 193.1994 | 0 | Verify supplier/subcontract quotation
|  | Materials Total |  |  |  |  | 12.983
|  | Labour Total |  |  |  |  | 0.7728
|  | Plant & Subcontract Total |  |  |  |  | 0.046368
|  | Direct Resource Cost |  |  |  |  | 13.8022
|  | Transport / Carriage | 5% of materials |  |  |  | 0.64915 | Adjust for haul distance
|  | Small Tools, Water & Sundries | 2.5% of labour + plant |  |  |  | 0.020479 | Traditional allowance
|  | PRIME COST |  |  |  |  | 14.4718
|  | Contractor Overheads | 10% |  |  |  | 1.4472 | Editable allowance
|  | Contractor Profit | 10% |  |  |  | 1.5919 | Editable allowance
|  | RATE PER BOQ UNIT | m² |  |  |  | 17.5109 | Excluding VAT
Note | Quantities are standard estimating constants and must be adjusted for specification, method, location and supplier quotations.
DETAILED RATE ANALYSIS — EAST AFRICAN QS FORMAT
Module / Ref | MODULE 2 | 14.24 | [5 empty] | MODULE 2¦14.24
BOQ Item | Provide protective bollards or door guards adjacent to openings
Unit | nr | Pricing basis | Nairobi, Kenya — Sep 2026 | Currency | USD | VAT | Excluded
No. | Code | Resource Description | Category | Qty / BOQ Unit | Resource Unit | Rate (USD) | Amount (USD) | Remarks
1 | MAT-035 | Internal flush door set | Material | 1 | nr | 97.3725 | 97.3725 | East African productivity / consumption constant
2 | MAT-027 | Ironmongery set | Material | 1 | nr | 68.9722 | 68.9722 | East African productivity / consumption constant
3 | LAB-005 | Carpenter / joiner | Labour | 3 | hr | 1.7388 | 5.2164 | East African productivity / consumption constant
4 | LAB-002 | General labourer | Labour | 1 | hr | 0.7728 | 0.7728 | East African productivity / consumption constant
5 | PLT-016 | Small tools & consumables (allowance) | Plant & Tools | 0.2 | hr | 0.5796 | 0.11592 | East African productivity / consumption constant
6 | SUB-017 | Specialist joinery installation | Subcontractor | 0.01 | item | 1391.0355 | 13.9104 | Verify supplier/subcontract quotation
|  | Materials Total |  |  |  |  | 166.3447
|  | Labour Total |  |  |  |  | 5.9892
|  | Plant & Subcontract Total |  |  |  |  | 14.0263
|  | Direct Resource Cost |  |  |  |  | 186.3601
|  | Transport / Carriage | 5% of materials |  |  |  | 8.3172 | Adjust for haul distance
|  | Small Tools, Water & Sundries | 2.5% of labour + plant |  |  |  | 0.50039 | Traditional allowance
|  | PRIME COST |  |  |  |  | 195.1777
|  | Contractor Overheads | 10% |  |  |  | 19.5178 | Editable allowance
|  | Contractor Profit | 10% |  |  |  | 21.4696 | Editable allowance
|  | RATE PER BOQ UNIT | nr |  |  |  | 236.1651 | Excluding VAT
Note | Quantities are standard estimating constants and must be adjusted for specification, method, location and supplier quotations.
DETAILED RATE ANALYSIS — EAST AFRICAN QS FORMAT
Module / Ref | MODULE 2 | 14.25 | [5 empty] | MODULE 2¦14.25
BOQ Item | Provide corner guards to door reveals or vulnerable wall corners
Unit | nr or m | Pricing basis | Nairobi, Kenya — Sep 2026 | Currency | USD | VAT | Excluded
No. | Code | Resource Description | Category | Qty / BOQ Unit | Resource Unit | Rate (USD) | Amount (USD) | Remarks
1 | MAT-117 | Complete ironmongery set | Material | 0.25 | set | 146.0587 | 36.5147 | Discipline-specific East African resource allowance
2 | MAT-002 | Ancillary fittings, supports, fixings and connection materials | Material | 0.025 | item | 40.5719 | 1.0143 | Discipline-specific East African resource allowance
3 | LAB-005 | Carpenter / joiner | Labour | 2 | hr | 1.7388 | 3.4776 | Discipline-specific East African resource allowance
4 | LAB-002 | General labourer | Labour | 1 | hr | 0.7728 | 0.7728 | Discipline-specific East African resource allowance
5 | PLT-016 | Small tools & consumables (allowance) | Plant & Tools | 0.05 | hr | 0.5796 | 0.02898 | Discipline-specific East African resource allowance
6 | SUB-017 | Specialist joinery installation | Subcontractor | 0.005 | item | 1391.0355 | 6.9552 | Discipline provisional allowance — verify quotation
|  | Materials Total |  |  |  |  | 37.529
|  | Labour Total |  |  |  |  | 4.2504
|  | Plant & Subcontract Total |  |  |  |  | 6.9842
|  | Direct Resource Cost |  |  |  |  | 48.7635
|  | Transport / Carriage | 5% of materials |  |  |  | 1.8764 | Adjust for haul distance
|  | Small Tools, Water & Sundries | 2.5% of labour + plant |  |  |  | 0.28086 | Traditional allowance
|  | PRIME COST |  |  |  |  | 50.9208
|  | Contractor Overheads | 10% |  |  |  | 5.0921 | Editable allowance
|  | Contractor Profit | 10% |  |  |  | 5.6013 | Editable allowance
|  | RATE PER BOQ UNIT | nr or m |  |  |  | 61.6142 | Excluding VAT
Note | Quantities are standard estimating constants and must be adjusted for specification, method, location and supplier quotations.
DETAILED RATE ANALYSIS — EAST AFRICAN QS FORMAT
Module / Ref | MODULE 2 | 15.01 | [5 empty] | MODULE 2¦15.01
BOQ Item | Supply and install precast concrete lintel, including specified end bearings
Unit | m | Pricing basis | Nairobi, Kenya — Sep 2026 | Currency | USD | VAT | Excluded
No. | Code | Resource Description | Category | Qty / BOQ Unit | Resource Unit | Rate (USD) | Amount (USD) | Remarks
1 | MAT-002 | Ancillary fittings, supports, fixings and connection materials | Material | 0.05 | item | 40.5719 | 2.0286 | East African productivity / consumption constant
2 | MAT-001 | Specified item / equipment (compliance / BIM item) | Material | 0.01 | item | 405.7187 | 4.0572 | Verify supplier/subcontract quotation
3 | LAB-003 | Skilled labourer | Labour | 0.25 | hr | 1.1592 | 0.2898 | East African productivity / consumption constant
4 | LAB-002 | General labourer | Labour | 0.12 | hr | 0.7728 | 0.092736 | East African productivity / consumption constant
5 | PLT-016 | Small tools & consumables (allowance) | Plant & Tools | 0.05 | hr | 0.5796 | 0.02898 | East African productivity / consumption constant
6 | SUB-001 | Testing / commissioning allowance | Subcontractor | 0 | item | 193.1994 | 0 | Verify supplier/subcontract quotation
|  | Materials Total |  |  |  |  | 6.0858
|  | Labour Total |  |  |  |  | 0.38253
|  | Plant & Subcontract Total |  |  |  |  | 0.02898
|  | Direct Resource Cost |  |  |  |  | 6.4973
|  | Transport / Carriage | 5% of materials |  |  |  | 0.30429 | Adjust for haul distance
|  | Small Tools, Water & Sundries | 2.5% of labour + plant |  |  |  | 0.010288 | Traditional allowance
|  | PRIME COST |  |  |  |  | 6.8119
|  | Contractor Overheads | 10% |  |  |  | 0.68119 | Editable allowance
|  | Contractor Profit | 10% |  |  |  | 0.74931 | Editable allowance
|  | RATE PER BOQ UNIT | m |  |  |  | 8.2424 | Excluding VAT
Note | Quantities are standard estimating constants and must be adjusted for specification, method, location and supplier quotations.
DETAILED RATE ANALYSIS — EAST AFRICAN QS FORMAT
Module / Ref | MODULE 2 | 15.02 | [5 empty] | MODULE 2¦15.02
BOQ Item | Supply and install prestressed concrete lintel of specified section and load capacity
Unit | m | Pricing basis | Nairobi, Kenya — Sep 2026 | Currency | USD | VAT | Excluded
No. | Code | Resource Description | Category | Qty / BOQ Unit | Resource Unit | Rate (USD) | Amount (USD) | Remarks
1 | MAT-002 | Ancillary fittings, supports, fixings and connection materials | Material | 0.05 | item | 40.5719 | 2.0286 | East African productivity / consumption constant
2 | MAT-001 | Specified item / equipment (compliance / BIM item) | Material | 0.01 | item | 405.7187 | 4.0572 | Verify supplier/subcontract quotation
3 | LAB-003 | Skilled labourer | Labour | 0.25 | hr | 1.1592 | 0.2898 | East African productivity / consumption constant
4 | LAB-002 | General labourer | Labour | 0.12 | hr | 0.7728 | 0.092736 | East African productivity / consumption constant
5 | PLT-016 | Small tools & consumables (allowance) | Plant & Tools | 0.05 | hr | 0.5796 | 0.02898 | East African productivity / consumption constant
6 | SUB-001 | Testing / commissioning allowance | Subcontractor | 0 | item | 193.1994 | 0 | Verify supplier/subcontract quotation
|  | Materials Total |  |  |  |  | 6.0858
|  | Labour Total |  |  |  |  | 0.38253
|  | Plant & Subcontract Total |  |  |  |  | 0.02898
|  | Direct Resource Cost |  |  |  |  | 6.4973
|  | Transport / Carriage | 5% of materials |  |  |  | 0.30429 | Adjust for haul distance
|  | Small Tools, Water & Sundries | 2.5% of labour + plant |  |  |  | 0.010288 | Traditional allowance
|  | PRIME COST |  |  |  |  | 6.8119
|  | Contractor Overheads | 10% |  |  |  | 0.68119 | Editable allowance
|  | Contractor Profit | 10% |  |  |  | 0.74931 | Editable allowance
|  | RATE PER BOQ UNIT | m |  |  |  | 8.2424 | Excluding VAT
Note | Quantities are standard estimating constants and must be adjusted for specification, method, location and supplier quotations.
DETAILED RATE ANALYSIS — EAST AFRICAN QS FORMAT
Module / Ref | MODULE 2 | 15.03 | [5 empty] | MODULE 2¦15.03
BOQ Item | Supply and install galvanised-steel cavity lintel, including integral DPC where specified
Unit | m | Pricing basis | Nairobi, Kenya — Sep 2026 | Currency | USD | VAT | Excluded
No. | Code | Resource Description | Category | Qty / BOQ Unit | Resource Unit | Rate (USD) | Amount (USD) | Remarks
1 | MAT-025 | Damp-proof course | Material | 1.1 | m | 1.4606 | 1.6066 | East African productivity / consumption constant
2 | MAT-013 | Cement mortar | Material | 0.01 | m³ | 77.0866 | 0.77087 | East African productivity / consumption constant
3 | LAB-004 | Mason / bricklayer | Labour | 0.2 | hr | 1.5456 | 0.30912 | East African productivity / consumption constant
4 | LAB-002 | General labourer | Labour | 0.1 | hr | 0.7728 | 0.07728 | East African productivity / consumption constant
5 | PLT-016 | Small tools & consumables (allowance) | Plant & Tools | 0.02 | hr | 0.5796 | 0.011592 | East African productivity / consumption constant
6 | MAT-002 | Ancillary fittings, supports, fixings and connection materials | Material | 0.01 | item | 40.5719 | 0.40572 | East African productivity / consumption constant
|  | Materials Total |  |  |  |  | 2.7832
|  | Labour Total |  |  |  |  | 0.3864
|  | Plant & Subcontract Total |  |  |  |  | 0.011592
|  | Direct Resource Cost |  |  |  |  | 3.1812
|  | Transport / Carriage | 5% of materials |  |  |  | 0.13916 | Adjust for haul distance
|  | Small Tools, Water & Sundries | 2.5% of labour + plant |  |  |  | 0.0099498 | Traditional allowance
|  | PRIME COST |  |  |  |  | 3.3303
|  | Contractor Overheads | 10% |  |  |  | 0.33303 | Editable allowance
|  | Contractor Profit | 10% |  |  |  | 0.36634 | Editable allowance
|  | RATE PER BOQ UNIT | m |  |  |  | 4.0297 | Excluding VAT
Note | Quantities are standard estimating constants and must be adjusted for specification, method, location and supplier quotations.
DETAILED RATE ANALYSIS — EAST AFRICAN QS FORMAT
Module / Ref | MODULE 2 | 15.04 | [5 empty] | MODULE 2¦15.04
BOQ Item | Supply and install stainless-steel cavity lintel
Unit | m | Pricing basis | Nairobi, Kenya — Sep 2026 | Currency | USD | VAT | Excluded
No. | Code | Resource Description | Category | Qty / BOQ Unit | Resource Unit | Rate (USD) | Amount (USD) | Remarks
1 | MAT-002 | Ancillary fittings, supports, fixings and connection materials | Material | 0.05 | item | 40.5719 | 2.0286 | East African productivity / consumption constant
2 | MAT-001 | Specified item / equipment (compliance / BIM item) | Material | 0.01 | item | 405.7187 | 4.0572 | Verify supplier/subcontract quotation
3 | LAB-003 | Skilled labourer | Labour | 0.25 | hr | 1.1592 | 0.2898 | East African productivity / consumption constant
4 | LAB-002 | General labourer | Labour | 0.12 | hr | 0.7728 | 0.092736 | East African productivity / consumption constant
5 | PLT-016 | Small tools & consumables (allowance) | Plant & Tools | 0.05 | hr | 0.5796 | 0.02898 | East African productivity / consumption constant
6 | SUB-001 | Testing / commissioning allowance | Subcontractor | 0 | item | 193.1994 | 0 | Verify supplier/subcontract quotation
|  | Materials Total |  |  |  |  | 6.0858
|  | Labour Total |  |  |  |  | 0.38253
|  | Plant & Subcontract Total |  |  |  |  | 0.02898
|  | Direct Resource Cost |  |  |  |  | 6.4973
|  | Transport / Carriage | 5% of materials |  |  |  | 0.30429 | Adjust for haul distance
|  | Small Tools, Water & Sundries | 2.5% of labour + plant |  |  |  | 0.010288 | Traditional allowance
|  | PRIME COST |  |  |  |  | 6.8119
|  | Contractor Overheads | 10% |  |  |  | 0.68119 | Editable allowance
|  | Contractor Profit | 10% |  |  |  | 0.74931 | Editable allowance
|  | RATE PER BOQ UNIT | m |  |  |  | 8.2424 | Excluding VAT
Note | Quantities are standard estimating constants and must be adjusted for specification, method, location and supplier quotations.
DETAILED RATE ANALYSIS — EAST AFRICAN QS FORMAT
Module / Ref | MODULE 2 | 15.05 | [5 empty] | MODULE 2¦15.05
BOQ Item | Supply and install structural-steel angle, channel or fabricated lintel
Unit | m | Pricing basis | Nairobi, Kenya — Sep 2026 | Currency | USD | VAT | Excluded
No. | Code | Resource Description | Category | Qty / BOQ Unit | Resource Unit | Rate (USD) | Amount (USD) | Remarks
1 | MAT-002 | Ancillary fittings, supports, fixings and connection materials | Material | 0.05 | item | 40.5719 | 2.0286 | East African productivity / consumption constant
2 | MAT-001 | Specified item / equipment (compliance / BIM item) | Material | 0.01 | item | 405.7187 | 4.0572 | Verify supplier/subcontract quotation
3 | LAB-003 | Skilled labourer | Labour | 0.25 | hr | 1.1592 | 0.2898 | East African productivity / consumption constant
4 | LAB-002 | General labourer | Labour | 0.12 | hr | 0.7728 | 0.092736 | East African productivity / consumption constant
5 | PLT-016 | Small tools & consumables (allowance) | Plant & Tools | 0.05 | hr | 0.5796 | 0.02898 | East African productivity / consumption constant
6 | SUB-001 | Testing / commissioning allowance | Subcontractor | 0 | item | 193.1994 | 0 | Verify supplier/subcontract quotation
|  | Materials Total |  |  |  |  | 6.0858
|  | Labour Total |  |  |  |  | 0.38253
|  | Plant & Subcontract Total |  |  |  |  | 0.02898
|  | Direct Resource Cost |  |  |  |  | 6.4973
|  | Transport / Carriage | 5% of materials |  |  |  | 0.30429 | Adjust for haul distance
|  | Small Tools, Water & Sundries | 2.5% of labour + plant |  |  |  | 0.010288 | Traditional allowance
|  | PRIME COST |  |  |  |  | 6.8119
|  | Contractor Overheads | 10% |  |  |  | 0.68119 | Editable allowance
|  | Contractor Profit | 10% |  |  |  | 0.74931 | Editable allowance
|  | RATE PER BOQ UNIT | m |  |  |  | 8.2424 | Excluding VAT
Note | Quantities are standard estimating constants and must be adjusted for specification, method, location and supplier quotations.
DETAILED RATE ANALYSIS — EAST AFRICAN QS FORMAT
Module / Ref | MODULE 2 | 15.06 | [5 empty] | MODULE 2¦15.06
BOQ Item | Supply and install heavy-duty proprietary lintel over large door, window or equipment opening
Unit | m | Pricing basis | Nairobi, Kenya — Sep 2026 | Currency | USD | VAT | Excluded
No. | Code | Resource Description | Category | Qty / BOQ Unit | Resource Unit | Rate (USD) | Amount (USD) | Remarks
1 | MAT-002 | Ancillary fittings, supports, fixings and connection materials | Material | 0.05 | item | 40.5719 | 2.0286 | East African productivity / consumption constant
2 | MAT-001 | Specified item / equipment (compliance / BIM item) | Material | 0.01 | item | 405.7187 | 4.0572 | Verify supplier/subcontract quotation
3 | LAB-003 | Skilled labourer | Labour | 0.25 | hr | 1.1592 | 0.2898 | East African productivity / consumption constant
4 | LAB-002 | General labourer | Labour | 0.12 | hr | 0.7728 | 0.092736 | East African productivity / consumption constant
5 | PLT-016 | Small tools & consumables (allowance) | Plant & Tools | 0.05 | hr | 0.5796 | 0.02898 | East African productivity / consumption constant
6 | SUB-001 | Testing / commissioning allowance | Subcontractor | 0 | item | 193.1994 | 0 | Verify supplier/subcontract quotation
|  | Materials Total |  |  |  |  | 6.0858
|  | Labour Total |  |  |  |  | 0.38253
|  | Plant & Subcontract Total |  |  |  |  | 0.02898
|  | Direct Resource Cost |  |  |  |  | 6.4973
|  | Transport / Carriage | 5% of materials |  |  |  | 0.30429 | Adjust for haul distance
|  | Small Tools, Water & Sundries | 2.5% of labour + plant |  |  |  | 0.010288 | Traditional allowance
|  | PRIME COST |  |  |  |  | 6.8119
|  | Contractor Overheads | 10% |  |  |  | 0.68119 | Editable allowance
|  | Contractor Profit | 10% |  |  |  | 0.74931 | Editable allowance
|  | RATE PER BOQ UNIT | m |  |  |  | 8.2424 | Excluding VAT
Note | Quantities are standard estimating constants and must be adjusted for specification, method, location and supplier quotations.
DETAILED RATE ANALYSIS — EAST AFRICAN QS FORMAT
Module / Ref | MODULE 2 | 15.07 | [5 empty] | MODULE 2¦15.07
BOQ Item | Provide padstones or bearing blocks beneath lintel ends
Unit | nr | Pricing basis | Nairobi, Kenya — Sep 2026 | Currency | USD | VAT | Excluded
No. | Code | Resource Description | Category | Qty / BOQ Unit | Resource Unit | Rate (USD) | Amount (USD) | Remarks
1 | MAT-117 | Complete ironmongery set | Material | 1 | set | 146.0587 | 146.0587 | Discipline-specific East African resource allowance
2 | MAT-002 | Ancillary fittings, supports, fixings and connection materials | Material | 0.1 | item | 40.5719 | 4.0572 | Discipline-specific East African resource allowance
3 | LAB-005 | Carpenter / joiner | Labour | 2 | hr | 1.7388 | 3.4776 | Discipline-specific East African resource allowance
4 | LAB-002 | General labourer | Labour | 1 | hr | 0.7728 | 0.7728 | Discipline-specific East African resource allowance
5 | PLT-016 | Small tools & consumables (allowance) | Plant & Tools | 0.05 | hr | 0.5796 | 0.02898 | Discipline-specific East African resource allowance
6 | SUB-017 | Specialist joinery installation | Subcontractor | 0.005 | item | 1391.0355 | 6.9552 | Discipline provisional allowance — verify quotation
|  | Materials Total |  |  |  |  | 150.1159
|  | Labour Total |  |  |  |  | 4.2504
|  | Plant & Subcontract Total |  |  |  |  | 6.9842
|  | Direct Resource Cost |  |  |  |  | 161.3505
|  | Transport / Carriage | 5% of materials |  |  |  | 7.5058 | Adjust for haul distance
|  | Small Tools, Water & Sundries | 2.5% of labour + plant |  |  |  | 0.28086 | Traditional allowance
|  | PRIME COST |  |  |  |  | 169.1371
|  | Contractor Overheads | 10% |  |  |  | 16.9137 | Editable allowance
|  | Contractor Profit | 10% |  |  |  | 18.6051 | Editable allowance
|  | RATE PER BOQ UNIT | nr |  |  |  | 204.6559 | Excluding VAT
Note | Quantities are standard estimating constants and must be adjusted for specification, method, location and supplier quotations.
DETAILED RATE ANALYSIS — EAST AFRICAN QS FORMAT
Module / Ref | MODULE 2 | 15.08 | [5 empty] | MODULE 2¦15.08
BOQ Item | Provide fire-protection system to exposed faces of structural-steel lintel
Unit | m² | Pricing basis | Nairobi, Kenya — Sep 2026 | Currency | USD | VAT | Excluded
No. | Code | Resource Description | Category | Qty / BOQ Unit | Resource Unit | Rate (USD) | Amount (USD) | Remarks
1 | MAT-002 | Ancillary fittings, supports, fixings and connection materials | Material | 0.12 | item | 40.5719 | 4.8686 | East African productivity / consumption constant
2 | MAT-001 | Specified item / equipment (compliance / BIM item) | Material | 0.02 | item | 405.7187 | 8.1144 | Verify supplier/subcontract quotation
3 | LAB-003 | Skilled labourer | Labour | 0.5 | hr | 1.1592 | 0.5796 | East African productivity / consumption constant
4 | LAB-002 | General labourer | Labour | 0.25 | hr | 0.7728 | 0.1932 | East African productivity / consumption constant
5 | PLT-016 | Small tools & consumables (allowance) | Plant & Tools | 0.08 | hr | 0.5796 | 0.046368 | East African productivity / consumption constant
6 | SUB-001 | Testing / commissioning allowance | Subcontractor | 0 | item | 193.1994 | 0 | Verify supplier/subcontract quotation
|  | Materials Total |  |  |  |  | 12.983
|  | Labour Total |  |  |  |  | 0.7728
|  | Plant & Subcontract Total |  |  |  |  | 0.046368
|  | Direct Resource Cost |  |  |  |  | 13.8022
|  | Transport / Carriage | 5% of materials |  |  |  | 0.64915 | Adjust for haul distance
|  | Small Tools, Water & Sundries | 2.5% of labour + plant |  |  |  | 0.020479 | Traditional allowance
|  | PRIME COST |  |  |  |  | 14.4718
|  | Contractor Overheads | 10% |  |  |  | 1.4472 | Editable allowance
|  | Contractor Profit | 10% |  |  |  | 1.5919 | Editable allowance
|  | RATE PER BOQ UNIT | m² |  |  |  | 17.5109 | Excluding VAT
Note | Quantities are standard estimating constants and must be adjusted for specification, method, location and supplier quotations.
DETAILED RATE ANALYSIS — EAST AFRICAN QS FORMAT
Module / Ref | MODULE 2 | 15.09 | [5 empty] | MODULE 2¦15.09
BOQ Item | Apply protective coating to the same exposed faces of structural-steel lintel
Unit | m² | Pricing basis | Nairobi, Kenya — Sep 2026 | Currency | USD | VAT | Excluded
No. | Code | Resource Description | Category | Qty / BOQ Unit | Resource Unit | Rate (USD) | Amount (USD) | Remarks
1 | MAT-018 | Emulsion paint | Material | 0.22 | litre | 5.2743 | 1.1604 | East African productivity / consumption constant
2 | MAT-002 | Ancillary fittings, supports, fixings and connection materials | Material | 0.015 | item | 40.5719 | 0.60858 | East African productivity / consumption constant
3 | LAB-009 | Painter & decorator | Labour | 0.4 | hr | 1.3524 | 0.54096 | East African productivity / consumption constant
4 | LAB-002 | General labourer | Labour | 0.1 | hr | 0.7728 | 0.07728 | East African productivity / consumption constant
5 | PLT-016 | Small tools & consumables (allowance) | Plant & Tools | 0.05 | hr | 0.5796 | 0.02898 | East African productivity / consumption constant
6 | SUB-001 | Testing / commissioning allowance | Subcontractor | 0 | item | 193.1994 | 0 | Verify supplier/subcontract quotation
|  | Materials Total |  |  |  |  | 1.7689
|  | Labour Total |  |  |  |  | 0.61824
|  | Plant & Subcontract Total |  |  |  |  | 0.02898
|  | Direct Resource Cost |  |  |  |  | 2.4162
|  | Transport / Carriage | 5% of materials |  |  |  | 0.088447 | Adjust for haul distance
|  | Small Tools, Water & Sundries | 2.5% of labour + plant |  |  |  | 0.01618 | Traditional allowance
|  | PRIME COST |  |  |  |  | 2.5208
|  | Contractor Overheads | 10% |  |  |  | 0.25208 | Editable allowance
|  | Contractor Profit | 10% |  |  |  | 0.27729 | Editable allowance
|  | RATE PER BOQ UNIT | m² |  |  |  | 3.0501 | Excluding VAT
Note | Quantities are standard estimating constants and must be adjusted for specification, method, location and supplier quotations.
DETAILED RATE ANALYSIS — EAST AFRICAN QS FORMAT
Module / Ref | MODULE 2 | 16.01 | [5 empty] | MODULE 2¦16.01
BOQ Item | Prepare concrete floor substrate by cleaning, grinding or mechanical preparation
Unit | m² | Pricing basis | Nairobi, Kenya — Sep 2026 | Currency | USD | VAT | Excluded
No. | Code | Resource Description | Category | Qty / BOQ Unit | Resource Unit | Rate (USD) | Amount (USD) | Remarks
1 | MAT-002 | Ancillary fittings, supports, fixings and connection materials | Material | 0.12 | item | 40.5719 | 4.8686 | East African productivity / consumption constant
2 | MAT-001 | Specified item / equipment (compliance / BIM item) | Material | 0.02 | item | 405.7187 | 8.1144 | Verify supplier/subcontract quotation
3 | LAB-003 | Skilled labourer | Labour | 0.5 | hr | 1.1592 | 0.5796 | East African productivity / consumption constant
4 | LAB-002 | General labourer | Labour | 0.25 | hr | 0.7728 | 0.1932 | East African productivity / consumption constant
5 | PLT-016 | Small tools & consumables (allowance) | Plant & Tools | 0.08 | hr | 0.5796 | 0.046368 | East African productivity / consumption constant
6 | SUB-001 | Testing / commissioning allowance | Subcontractor | 0 | item | 193.1994 | 0 | Verify supplier/subcontract quotation
|  | Materials Total |  |  |  |  | 12.983
|  | Labour Total |  |  |  |  | 0.7728
|  | Plant & Subcontract Total |  |  |  |  | 0.046368
|  | Direct Resource Cost |  |  |  |  | 13.8022
|  | Transport / Carriage | 5% of materials |  |  |  | 0.64915 | Adjust for haul distance
|  | Small Tools, Water & Sundries | 2.5% of labour + plant |  |  |  | 0.020479 | Traditional allowance
|  | PRIME COST |  |  |  |  | 14.4718
|  | Contractor Overheads | 10% |  |  |  | 1.4472 | Editable allowance
|  | Contractor Profit | 10% |  |  |  | 1.5919 | Editable allowance
|  | RATE PER BOQ UNIT | m² |  |  |  | 17.5109 | Excluding VAT
Note | Quantities are standard estimating constants and must be adjusted for specification, method, location and supplier quotations.
DETAILED RATE ANALYSIS — EAST AFRICAN QS FORMAT
Module / Ref | MODULE 2 | 16.02 | [5 empty] | MODULE 2¦16.02
BOQ Item | Apply primer or bonding agent over the complete prepared substrate
Unit | m² | Pricing basis | Nairobi, Kenya — Sep 2026 | Currency | USD | VAT | Excluded
No. | Code | Resource Description | Category | Qty / BOQ Unit | Resource Unit | Rate (USD) | Amount (USD) | Remarks
1 | MAT-002 | Ancillary fittings, supports, fixings and connection materials | Material | 0.12 | item | 40.5719 | 4.8686 | East African productivity / consumption constant
2 | MAT-001 | Specified item / equipment (compliance / BIM item) | Material | 0.02 | item | 405.7187 | 8.1144 | Verify supplier/subcontract quotation
3 | LAB-003 | Skilled labourer | Labour | 0.5 | hr | 1.1592 | 0.5796 | East African productivity / consumption constant
4 | LAB-002 | General labourer | Labour | 0.25 | hr | 0.7728 | 0.1932 | East African productivity / consumption constant
5 | PLT-016 | Small tools & consumables (allowance) | Plant & Tools | 0.08 | hr | 0.5796 | 0.046368 | East African productivity / consumption constant
6 | SUB-001 | Testing / commissioning allowance | Subcontractor | 0 | item | 193.1994 | 0 | Verify supplier/subcontract quotation
|  | Materials Total |  |  |  |  | 12.983
|  | Labour Total |  |  |  |  | 0.7728
|  | Plant & Subcontract Total |  |  |  |  | 0.046368
|  | Direct Resource Cost |  |  |  |  | 13.8022
|  | Transport / Carriage | 5% of materials |  |  |  | 0.64915 | Adjust for haul distance
|  | Small Tools, Water & Sundries | 2.5% of labour + plant |  |  |  | 0.020479 | Traditional allowance
|  | PRIME COST |  |  |  |  | 14.4718
|  | Contractor Overheads | 10% |  |  |  | 1.4472 | Editable allowance
|  | Contractor Profit | 10% |  |  |  | 1.5919 | Editable allowance
|  | RATE PER BOQ UNIT | m² |  |  |  | 17.5109 | Excluding VAT
Note | Quantities are standard estimating constants and must be adjusted for specification, method, location and supplier quotations.
DETAILED RATE ANALYSIS — EAST AFRICAN QS FORMAT
Module / Ref | MODULE 2 | 16.03 | [5 empty] | MODULE 2¦16.03
BOQ Item | Apply moisture-control or damp-proof treatment to nominated floor substrate
Unit | m² | Pricing basis | Nairobi, Kenya — Sep 2026 | Currency | USD | VAT | Excluded
No. | Code | Resource Description | Category | Qty / BOQ Unit | Resource Unit | Rate (USD) | Amount (USD) | Remarks
1 | MAT-025 | Damp-proof course | Material | 1.1 | m | 1.4606 | 1.6066 | East African productivity / consumption constant
2 | MAT-013 | Cement mortar | Material | 0.01 | m³ | 77.0866 | 0.77087 | East African productivity / consumption constant
3 | LAB-004 | Mason / bricklayer | Labour | 0.2 | hr | 1.5456 | 0.30912 | East African productivity / consumption constant
4 | LAB-002 | General labourer | Labour | 0.1 | hr | 0.7728 | 0.07728 | East African productivity / consumption constant
5 | PLT-016 | Small tools & consumables (allowance) | Plant & Tools | 0.02 | hr | 0.5796 | 0.011592 | East African productivity / consumption constant
6 | MAT-002 | Ancillary fittings, supports, fixings and connection materials | Material | 0.01 | item | 40.5719 | 0.40572 | East African productivity / consumption constant
|  | Materials Total |  |  |  |  | 2.7832
|  | Labour Total |  |  |  |  | 0.3864
|  | Plant & Subcontract Total |  |  |  |  | 0.011592
|  | Direct Resource Cost |  |  |  |  | 3.1812
|  | Transport / Carriage | 5% of materials |  |  |  | 0.13916 | Adjust for haul distance
|  | Small Tools, Water & Sundries | 2.5% of labour + plant |  |  |  | 0.0099498 | Traditional allowance
|  | PRIME COST |  |  |  |  | 3.3303
|  | Contractor Overheads | 10% |  |  |  | 0.33303 | Editable allowance
|  | Contractor Profit | 10% |  |  |  | 0.36634 | Editable allowance
|  | RATE PER BOQ UNIT | m² |  |  |  | 4.0297 | Excluding VAT
Note | Quantities are standard estimating constants and must be adjusted for specification, method, location and supplier quotations.
DETAILED RATE ANALYSIS — EAST AFRICAN QS FORMAT
Module / Ref | MODULE 2 | 16.04 | [5 empty] | MODULE 2¦16.04
BOQ Item | Lay bonded cement-and-sand screed to specified thickness and finish
Unit | m² | Pricing basis | Nairobi, Kenya — Sep 2026 | Currency | USD | VAT | Excluded
No. | Code | Resource Description | Category | Qty / BOQ Unit | Resource Unit | Rate (USD) | Amount (USD) | Remarks
1 | MAT-003 | Cement, OPC (50kg bag) | Material | 0.15 | bag | 6.2886 | 0.9433 | East African productivity / consumption constant
2 | MAT-005 | Sand, fine aggregate | Material | 0.02 | m³ | 18.6631 | 0.37326 | East African productivity / consumption constant
3 | LAB-008 | Plasterer | Labour | 0.5 | hr | 1.5456 | 0.7728 | East African productivity / consumption constant
4 | LAB-002 | General labourer | Labour | 0.3 | hr | 0.7728 | 0.23184 | East African productivity / consumption constant
5 | PLT-002 | Concrete mixer, small | Plant & Tools | 0.01 | day | 61.8238 | 0.61824 | East African productivity / consumption constant
6 | MAT-002 | Ancillary fittings, supports, fixings and connection materials | Material | 0.01 | item | 40.5719 | 0.40572 | East African productivity / consumption constant
|  | Materials Total |  |  |  |  | 1.7223
|  | Labour Total |  |  |  |  | 1.0046
|  | Plant & Subcontract Total |  |  |  |  | 0.61824
|  | Direct Resource Cost |  |  |  |  | 3.3452
|  | Transport / Carriage | 5% of materials |  |  |  | 0.086114 | Adjust for haul distance
|  | Small Tools, Water & Sundries | 2.5% of labour + plant |  |  |  | 0.040572 | Traditional allowance
|  | PRIME COST |  |  |  |  | 3.4718
|  | Contractor Overheads | 10% |  |  |  | 0.34718 | Editable allowance
|  | Contractor Profit | 10% |  |  |  | 0.3819 | Editable allowance
|  | RATE PER BOQ UNIT | m² |  |  |  | 4.2009 | Excluding VAT
Note | Quantities are standard estimating constants and must be adjusted for specification, method, location and supplier quotations.
DETAILED RATE ANALYSIS — EAST AFRICAN QS FORMAT
Module / Ref | MODULE 2 | 16.05 | [5 empty] | MODULE 2¦16.05
BOQ Item | Lay unbonded or floating screed over membrane or insulation
Unit | m² | Pricing basis | Nairobi, Kenya — Sep 2026 | Currency | USD | VAT | Excluded
No. | Code | Resource Description | Category | Qty / BOQ Unit | Resource Unit | Rate (USD) | Amount (USD) | Remarks
1 | MAT-024 | Waterproof membrane | Material | 1.1 | m² | 6.8972 | 7.5869 | East African productivity / consumption constant
2 | MAT-002 | Ancillary fittings, supports, fixings and connection materials | Material | 0.03 | item | 40.5719 | 1.2172 | East African productivity / consumption constant
3 | LAB-003 | Skilled labourer | Labour | 0.3 | hr | 1.1592 | 0.34776 | East African productivity / consumption constant
4 | LAB-002 | General labourer | Labour | 0.2 | hr | 0.7728 | 0.15456 | East African productivity / consumption constant
5 | PLT-016 | Small tools & consumables (allowance) | Plant & Tools | 0.05 | hr | 0.5796 | 0.02898 | East African productivity / consumption constant
6 | SUB-001 | Testing / commissioning allowance | Subcontractor | 0 | item | 193.1994 | 0 | Verify supplier/subcontract quotation
|  | Materials Total |  |  |  |  | 8.8041
|  | Labour Total |  |  |  |  | 0.50232
|  | Plant & Subcontract Total |  |  |  |  | 0.02898
|  | Direct Resource Cost |  |  |  |  | 9.3354
|  | Transport / Carriage | 5% of materials |  |  |  | 0.4402 | Adjust for haul distance
|  | Small Tools, Water & Sundries | 2.5% of labour + plant |  |  |  | 0.013282 | Traditional allowance
|  | PRIME COST |  |  |  |  | 9.7889
|  | Contractor Overheads | 10% |  |  |  | 0.97889 | Editable allowance
|  | Contractor Profit | 10% |  |  |  | 1.0768 | Editable allowance
|  | RATE PER BOQ UNIT | m² |  |  |  | 11.8445 | Excluding VAT
Note | Quantities are standard estimating constants and must be adjusted for specification, method, location and supplier quotations.
DETAILED RATE ANALYSIS — EAST AFRICAN QS FORMAT
Module / Ref | MODULE 2 | 16.06 | [5 empty] | MODULE 2¦16.06
BOQ Item | Form screed to falls around drains, channels or thresholds
Unit | m² | Pricing basis | Nairobi, Kenya — Sep 2026 | Currency | USD | VAT | Excluded
No. | Code | Resource Description | Category | Qty / BOQ Unit | Resource Unit | Rate (USD) | Amount (USD) | Remarks
1 | MAT-003 | Cement, OPC (50kg bag) | Material | 0.15 | bag | 6.2886 | 0.9433 | East African productivity / consumption constant
2 | MAT-005 | Sand, fine aggregate | Material | 0.02 | m³ | 18.6631 | 0.37326 | East African productivity / consumption constant
3 | LAB-008 | Plasterer | Labour | 0.5 | hr | 1.5456 | 0.7728 | East African productivity / consumption constant
4 | LAB-002 | General labourer | Labour | 0.3 | hr | 0.7728 | 0.23184 | East African productivity / consumption constant
5 | PLT-002 | Concrete mixer, small | Plant & Tools | 0.01 | day | 61.8238 | 0.61824 | East African productivity / consumption constant
6 | MAT-002 | Ancillary fittings, supports, fixings and connection materials | Material | 0.01 | item | 40.5719 | 0.40572 | East African productivity / consumption constant
|  | Materials Total |  |  |  |  | 1.7223
|  | Labour Total |  |  |  |  | 1.0046
|  | Plant & Subcontract Total |  |  |  |  | 0.61824
|  | Direct Resource Cost |  |  |  |  | 3.3452
|  | Transport / Carriage | 5% of materials |  |  |  | 0.086114 | Adjust for haul distance
|  | Small Tools, Water & Sundries | 2.5% of labour + plant |  |  |  | 0.040572 | Traditional allowance
|  | PRIME COST |  |  |  |  | 3.4718
|  | Contractor Overheads | 10% |  |  |  | 0.34718 | Editable allowance
|  | Contractor Profit | 10% |  |  |  | 0.3819 | Editable allowance
|  | RATE PER BOQ UNIT | m² |  |  |  | 4.2009 | Excluding VAT
Note | Quantities are standard estimating constants and must be adjusted for specification, method, location and supplier quotations.
DETAILED RATE ANALYSIS — EAST AFRICAN QS FORMAT
Module / Ref | MODULE 2 | 16.07 | [5 empty] | MODULE 2¦16.07
BOQ Item | Supply and install raised-access floor, including pedestals, stringers and panels
Unit | m² | Pricing basis | Nairobi, Kenya — Sep 2026 | Currency | USD | VAT | Excluded
No. | Code | Resource Description | Category | Qty / BOQ Unit | Resource Unit | Rate (USD) | Amount (USD) | Remarks
1 | MAT-002 | Ancillary fittings, supports, fixings and connection materials | Material | 0.12 | item | 40.5719 | 4.8686 | East African productivity / consumption constant
2 | MAT-001 | Specified item / equipment (compliance / BIM item) | Material | 0.02 | item | 405.7187 | 8.1144 | Verify supplier/subcontract quotation
3 | LAB-003 | Skilled labourer | Labour | 0.5 | hr | 1.1592 | 0.5796 | East African productivity / consumption constant
4 | LAB-002 | General labourer | Labour | 0.25 | hr | 0.7728 | 0.1932 | East African productivity / consumption constant
5 | PLT-016 | Small tools & consumables (allowance) | Plant & Tools | 0.08 | hr | 0.5796 | 0.046368 | East African productivity / consumption constant
6 | SUB-001 | Testing / commissioning allowance | Subcontractor | 0 | item | 193.1994 | 0 | Verify supplier/subcontract quotation
|  | Materials Total |  |  |  |  | 12.983
|  | Labour Total |  |  |  |  | 0.7728
|  | Plant & Subcontract Total |  |  |  |  | 0.046368
|  | Direct Resource Cost |  |  |  |  | 13.8022
|  | Transport / Carriage | 5% of materials |  |  |  | 0.64915 | Adjust for haul distance
|  | Small Tools, Water & Sundries | 2.5% of labour + plant |  |  |  | 0.020479 | Traditional allowance
|  | PRIME COST |  |  |  |  | 14.4718
|  | Contractor Overheads | 10% |  |  |  | 1.4472 | Editable allowance
|  | Contractor Profit | 10% |  |  |  | 1.5919 | Editable allowance
|  | RATE PER BOQ UNIT | m² |  |  |  | 17.5109 | Excluding VAT
Note | Quantities are standard estimating constants and must be adjusted for specification, method, location and supplier quotations.
DETAILED RATE ANALYSIS — EAST AFRICAN QS FORMAT
Module / Ref | MODULE 2 | 16.08 | [5 empty] | MODULE 2¦16.08
BOQ Item | Provide raised-access floor ramps, steps, fascia panels or perimeter closures
Unit | nr or m | Pricing basis | Nairobi, Kenya — Sep 2026 | Currency | USD | VAT | Excluded
No. | Code | Resource Description | Category | Qty / BOQ Unit | Resource Unit | Rate (USD) | Amount (USD) | Remarks
1 | MAT-117 | Complete ironmongery set | Material | 0.25 | set | 146.0587 | 36.5147 | Discipline-specific East African resource allowance
2 | MAT-002 | Ancillary fittings, supports, fixings and connection materials | Material | 0.025 | item | 40.5719 | 1.0143 | Discipline-specific East African resource allowance
3 | LAB-005 | Carpenter / joiner | Labour | 2 | hr | 1.7388 | 3.4776 | Discipline-specific East African resource allowance
4 | LAB-002 | General labourer | Labour | 1 | hr | 0.7728 | 0.7728 | Discipline-specific East African resource allowance
5 | PLT-016 | Small tools & consumables (allowance) | Plant & Tools | 0.05 | hr | 0.5796 | 0.02898 | Discipline-specific East African resource allowance
6 | SUB-017 | Specialist joinery installation | Subcontractor | 0.005 | item | 1391.0355 | 6.9552 | Discipline provisional allowance — verify quotation
|  | Materials Total |  |  |  |  | 37.529
|  | Labour Total |  |  |  |  | 4.2504
|  | Plant & Subcontract Total |  |  |  |  | 6.9842
|  | Direct Resource Cost |  |  |  |  | 48.7635
|  | Transport / Carriage | 5% of materials |  |  |  | 1.8764 | Adjust for haul distance
|  | Small Tools, Water & Sundries | 2.5% of labour + plant |  |  |  | 0.28086 | Traditional allowance
|  | PRIME COST |  |  |  |  | 50.9208
|  | Contractor Overheads | 10% |  |  |  | 5.0921 | Editable allowance
|  | Contractor Profit | 10% |  |  |  | 5.6013 | Editable allowance
|  | RATE PER BOQ UNIT | nr or m |  |  |  | 61.6142 | Excluding VAT
Note | Quantities are standard estimating constants and must be adjusted for specification, method, location and supplier quotations.
DETAILED RATE ANALYSIS — EAST AFRICAN QS FORMAT
Module / Ref | MODULE 2 | 16.09 | [5 empty] | MODULE 2¦16.09
BOQ Item | Supply and lay sheet-vinyl flooring, including adhesive and welded joints
Unit | m² | Pricing basis | Nairobi, Kenya — Sep 2026 | Currency | USD | VAT | Excluded
No. | Code | Resource Description | Category | Qty / BOQ Unit | Resource Unit | Rate (USD) | Amount (USD) | Remarks
1 | MAT-040 | Vinyl floor finish | Material | 1.08 | m² | 20.8655 | 22.5348 | East African productivity / consumption constant
2 | MAT-002 | Ancillary fittings, supports, fixings and connection materials | Material | 0.03 | item | 40.5719 | 1.2172 | East African productivity / consumption constant
3 | LAB-024 | Floor layer | Labour | 0.35 | hr | 1.932 | 0.6762 | East African productivity / consumption constant
4 | LAB-002 | General labourer | Labour | 0.1 | hr | 0.7728 | 0.07728 | East African productivity / consumption constant
5 | PLT-016 | Small tools & consumables (allowance) | Plant & Tools | 0.03 | hr | 0.5796 | 0.017388 | East African productivity / consumption constant
6 | SUB-001 | Testing / commissioning allowance | Subcontractor | 0 | item | 193.1994 | 0 | Verify supplier/subcontract quotation
|  | Materials Total |  |  |  |  | 23.7519
|  | Labour Total |  |  |  |  | 0.75348
|  | Plant & Subcontract Total |  |  |  |  | 0.017388
|  | Direct Resource Cost |  |  |  |  | 24.5228
|  | Transport / Carriage | 5% of materials |  |  |  | 1.1876 | Adjust for haul distance
|  | Small Tools, Water & Sundries | 2.5% of labour + plant |  |  |  | 0.019272 | Traditional allowance
|  | PRIME COST |  |  |  |  | 25.7297
|  | Contractor Overheads | 10% |  |  |  | 2.573 | Editable allowance
|  | Contractor Profit | 10% |  |  |  | 2.8303 | Editable allowance
|  | RATE PER BOQ UNIT | m² |  |  |  | 31.1329 | Excluding VAT
Note | Quantities are standard estimating constants and must be adjusted for specification, method, location and supplier quotations.
DETAILED RATE ANALYSIS — EAST AFRICAN QS FORMAT
Module / Ref | MODULE 2 | 16.1 | [5 empty] | MODULE 2¦16.1
BOQ Item | Supply and lay vinyl floor tiles, including adhesive and specified pattern
Unit | m² | Pricing basis | Nairobi, Kenya — Sep 2026 | Currency | USD | VAT | Excluded
No. | Code | Resource Description | Category | Qty / BOQ Unit | Resource Unit | Rate (USD) | Amount (USD) | Remarks
1 | MAT-017 | Ceramic floor tiles | Material | 1.1 | m² | 17.8516 | 19.6368 | East African productivity / consumption constant
2 | MAT-003 | Cement, OPC (50kg bag) | Material | 0.1 | bag | 6.2886 | 0.62886 | East African productivity / consumption constant
3 | LAB-012 | Tiler | Labour | 0.5 | hr | 1.5456 | 0.7728 | East African productivity / consumption constant
4 | LAB-002 | General labourer | Labour | 0.2 | hr | 0.7728 | 0.15456 | East African productivity / consumption constant
5 | PLT-016 | Small tools & consumables (allowance) | Plant & Tools | 0.05 | hr | 0.5796 | 0.02898 | East African productivity / consumption constant
6 | MAT-002 | Ancillary fittings, supports, fixings and connection materials | Material | 0.02 | item | 40.5719 | 0.81144 | East African productivity / consumption constant
|  | Materials Total |  |  |  |  | 21.0771
|  | Labour Total |  |  |  |  | 0.92736
|  | Plant & Subcontract Total |  |  |  |  | 0.02898
|  | Direct Resource Cost |  |  |  |  | 22.0334
|  | Transport / Carriage | 5% of materials |  |  |  | 1.0539 | Adjust for haul distance
|  | Small Tools, Water & Sundries | 2.5% of labour + plant |  |  |  | 0.023908 | Traditional allowance
|  | PRIME COST |  |  |  |  | 23.1112
|  | Contractor Overheads | 10% |  |  |  | 2.3111 | Editable allowance
|  | Contractor Profit | 10% |  |  |  | 2.5422 | Editable allowance
|  | RATE PER BOQ UNIT | m² |  |  |  | 27.9645 | Excluding VAT
Note | Quantities are standard estimating constants and must be adjusted for specification, method, location and supplier quotations.
DETAILED RATE ANALYSIS — EAST AFRICAN QS FORMAT
Module / Ref | MODULE 2 | 16.11 | [5 empty] | MODULE 2¦16.11
BOQ Item | Supply and lay carpet tiles, including adhesive or tackifier
Unit | m² | Pricing basis | Nairobi, Kenya — Sep 2026 | Currency | USD | VAT | Excluded
No. | Code | Resource Description | Category | Qty / BOQ Unit | Resource Unit | Rate (USD) | Amount (USD) | Remarks
1 | MAT-017 | Ceramic floor tiles | Material | 1.1 | m² | 17.8516 | 19.6368 | East African productivity / consumption constant
2 | MAT-003 | Cement, OPC (50kg bag) | Material | 0.1 | bag | 6.2886 | 0.62886 | East African productivity / consumption constant
3 | LAB-012 | Tiler | Labour | 0.5 | hr | 1.5456 | 0.7728 | East African productivity / consumption constant
4 | LAB-002 | General labourer | Labour | 0.2 | hr | 0.7728 | 0.15456 | East African productivity / consumption constant
5 | PLT-016 | Small tools & consumables (allowance) | Plant & Tools | 0.05 | hr | 0.5796 | 0.02898 | East African productivity / consumption constant
6 | MAT-002 | Ancillary fittings, supports, fixings and connection materials | Material | 0.02 | item | 40.5719 | 0.81144 | East African productivity / consumption constant
|  | Materials Total |  |  |  |  | 21.0771
|  | Labour Total |  |  |  |  | 0.92736
|  | Plant & Subcontract Total |  |  |  |  | 0.02898
|  | Direct Resource Cost |  |  |  |  | 22.0334
|  | Transport / Carriage | 5% of materials |  |  |  | 1.0539 | Adjust for haul distance
|  | Small Tools, Water & Sundries | 2.5% of labour + plant |  |  |  | 0.023908 | Traditional allowance
|  | PRIME COST |  |  |  |  | 23.1112
|  | Contractor Overheads | 10% |  |  |  | 2.3111 | Editable allowance
|  | Contractor Profit | 10% |  |  |  | 2.5422 | Editable allowance
|  | RATE PER BOQ UNIT | m² |  |  |  | 27.9645 | Excluding VAT
Note | Quantities are standard estimating constants and must be adjusted for specification, method, location and supplier quotations.
DETAILED RATE ANALYSIS — EAST AFRICAN QS FORMAT
Module / Ref | MODULE 2 | 16.12 | [5 empty] | MODULE 2¦16.12
BOQ Item | Supply and fix ceramic or porcelain floor tiles, including adhesive and grout
Unit | m² | Pricing basis | Nairobi, Kenya — Sep 2026 | Currency | USD | VAT | Excluded
No. | Code | Resource Description | Category | Qty / BOQ Unit | Resource Unit | Rate (USD) | Amount (USD) | Remarks
1 | MAT-039 | Porcelain floor tiles | Material | 1.1 | m² | 34.0031 | 37.4034 | East African productivity / consumption constant
2 | MAT-003 | Cement, OPC (50kg bag) | Material | 0.1 | bag | 6.2886 | 0.62886 | East African productivity / consumption constant
3 | LAB-012 | Tiler | Labour | 0.5 | hr | 1.5456 | 0.7728 | East African productivity / consumption constant
4 | LAB-002 | General labourer | Labour | 0.2 | hr | 0.7728 | 0.15456 | East African productivity / consumption constant
5 | PLT-016 | Small tools & consumables (allowance) | Plant & Tools | 0.05 | hr | 0.5796 | 0.02898 | East African productivity / consumption constant
6 | MAT-002 | Ancillary fittings, supports, fixings and connection materials | Material | 0.02 | item | 40.5719 | 0.81144 | East African productivity / consumption constant
|  | Materials Total |  |  |  |  | 38.8437
|  | Labour Total |  |  |  |  | 0.92736
|  | Plant & Subcontract Total |  |  |  |  | 0.02898
|  | Direct Resource Cost |  |  |  |  | 39.8
|  | Transport / Carriage | 5% of materials |  |  |  | 1.9422 | Adjust for haul distance
|  | Small Tools, Water & Sundries | 2.5% of labour + plant |  |  |  | 0.023908 | Traditional allowance
|  | PRIME COST |  |  |  |  | 41.7661
|  | Contractor Overheads | 10% |  |  |  | 4.1766 | Editable allowance
|  | Contractor Profit | 10% |  |  |  | 4.5943 | Editable allowance
|  | RATE PER BOQ UNIT | m² |  |  |  | 50.537 | Excluding VAT
Note | Quantities are standard estimating constants and must be adjusted for specification, method, location and supplier quotations.
DETAILED RATE ANALYSIS — EAST AFRICAN QS FORMAT
Module / Ref | MODULE 2 | 16.13 | [5 empty] | MODULE 2¦16.13
BOQ Item | Supply and fix natural or engineered stone floor finish
Unit | m² | Pricing basis | Nairobi, Kenya — Sep 2026 | Currency | USD | VAT | Excluded
No. | Code | Resource Description | Category | Qty / BOQ Unit | Resource Unit | Rate (USD) | Amount (USD) | Remarks
1 | MAT-002 | Ancillary fittings, supports, fixings and connection materials | Material | 0.12 | item | 40.5719 | 4.8686 | East African productivity / consumption constant
2 | MAT-001 | Specified item / equipment (compliance / BIM item) | Material | 0.02 | item | 405.7187 | 8.1144 | Verify supplier/subcontract quotation
3 | LAB-003 | Skilled labourer | Labour | 0.5 | hr | 1.1592 | 0.5796 | East African productivity / consumption constant
4 | LAB-002 | General labourer | Labour | 0.25 | hr | 0.7728 | 0.1932 | East African productivity / consumption constant
5 | PLT-016 | Small tools & consumables (allowance) | Plant & Tools | 0.08 | hr | 0.5796 | 0.046368 | East African productivity / consumption constant
6 | SUB-001 | Testing / commissioning allowance | Subcontractor | 0 | item | 193.1994 | 0 | Verify supplier/subcontract quotation
|  | Materials Total |  |  |  |  | 12.983
|  | Labour Total |  |  |  |  | 0.7728
|  | Plant & Subcontract Total |  |  |  |  | 0.046368
|  | Direct Resource Cost |  |  |  |  | 13.8022
|  | Transport / Carriage | 5% of materials |  |  |  | 0.64915 | Adjust for haul distance
|  | Small Tools, Water & Sundries | 2.5% of labour + plant |  |  |  | 0.020479 | Traditional allowance
|  | PRIME COST |  |  |  |  | 14.4718
|  | Contractor Overheads | 10% |  |  |  | 1.4472 | Editable allowance
|  | Contractor Profit | 10% |  |  |  | 1.5919 | Editable allowance
|  | RATE PER BOQ UNIT | m² |  |  |  | 17.5109 | Excluding VAT
Note | Quantities are standard estimating constants and must be adjusted for specification, method, location and supplier quotations.
DETAILED RATE ANALYSIS — EAST AFRICAN QS FORMAT
Module / Ref | MODULE 2 | 16.14 | [5 empty] | MODULE 2¦16.14
BOQ Item | Apply resin flooring system comprising primer, body coat and wearing layer
Unit | m² | Pricing basis | Nairobi, Kenya — Sep 2026 | Currency | USD | VAT | Excluded
No. | Code | Resource Description | Category | Qty / BOQ Unit | Resource Unit | Rate (USD) | Amount (USD) | Remarks
1 | MAT-002 | Ancillary fittings, supports, fixings and connection materials | Material | 0.12 | item | 40.5719 | 4.8686 | East African productivity / consumption constant
2 | MAT-001 | Specified item / equipment (compliance / BIM item) | Material | 0.02 | item | 405.7187 | 8.1144 | Verify supplier/subcontract quotation
3 | LAB-003 | Skilled labourer | Labour | 0.5 | hr | 1.1592 | 0.5796 | East African productivity / consumption constant
4 | LAB-002 | General labourer | Labour | 0.25 | hr | 0.7728 | 0.1932 | East African productivity / consumption constant
5 | PLT-016 | Small tools & consumables (allowance) | Plant & Tools | 0.08 | hr | 0.5796 | 0.046368 | East African productivity / consumption constant
6 | SUB-001 | Testing / commissioning allowance | Subcontractor | 0 | item | 193.1994 | 0 | Verify supplier/subcontract quotation
|  | Materials Total |  |  |  |  | 12.983
|  | Labour Total |  |  |  |  | 0.7728
|  | Plant & Subcontract Total |  |  |  |  | 0.046368
|  | Direct Resource Cost |  |  |  |  | 13.8022
|  | Transport / Carriage | 5% of materials |  |  |  | 0.64915 | Adjust for haul distance
|  | Small Tools, Water & Sundries | 2.5% of labour + plant |  |  |  | 0.020479 | Traditional allowance
|  | PRIME COST |  |  |  |  | 14.4718
|  | Contractor Overheads | 10% |  |  |  | 1.4472 | Editable allowance
|  | Contractor Profit | 10% |  |  |  | 1.5919 | Editable allowance
|  | RATE PER BOQ UNIT | m² |  |  |  | 17.5109 | Excluding VAT
Note | Quantities are standard estimating constants and must be adjusted for specification, method, location and supplier quotations.
DETAILED RATE ANALYSIS — EAST AFRICAN QS FORMAT
Module / Ref | MODULE 2 | 16.15 | [5 empty] | MODULE 2¦16.15
BOQ Item | Apply anti-static or conductive flooring system, including specified conductive components
Unit | m² | Pricing basis | Nairobi, Kenya — Sep 2026 | Currency | USD | VAT | Excluded
No. | Code | Resource Description | Category | Qty / BOQ Unit | Resource Unit | Rate (USD) | Amount (USD) | Remarks
1 | MAT-002 | Ancillary fittings, supports, fixings and connection materials | Material | 0.12 | item | 40.5719 | 4.8686 | East African productivity / consumption constant
2 | MAT-001 | Specified item / equipment (compliance / BIM item) | Material | 0.02 | item | 405.7187 | 8.1144 | Verify supplier/subcontract quotation
3 | LAB-003 | Skilled labourer | Labour | 0.5 | hr | 1.1592 | 0.5796 | East African productivity / consumption constant
4 | LAB-002 | General labourer | Labour | 0.25 | hr | 0.7728 | 0.1932 | East African productivity / consumption constant
5 | PLT-016 | Small tools & consumables (allowance) | Plant & Tools | 0.08 | hr | 0.5796 | 0.046368 | East African productivity / consumption constant
6 | SUB-001 | Testing / commissioning allowance | Subcontractor | 0 | item | 193.1994 | 0 | Verify supplier/subcontract quotation
|  | Materials Total |  |  |  |  | 12.983
|  | Labour Total |  |  |  |  | 0.7728
|  | Plant & Subcontract Total |  |  |  |  | 0.046368
|  | Direct Resource Cost |  |  |  |  | 13.8022
|  | Transport / Carriage | 5% of materials |  |  |  | 0.64915 | Adjust for haul distance
|  | Small Tools, Water & Sundries | 2.5% of labour + plant |  |  |  | 0.020479 | Traditional allowance
|  | PRIME COST |  |  |  |  | 14.4718
|  | Contractor Overheads | 10% |  |  |  | 1.4472 | Editable allowance
|  | Contractor Profit | 10% |  |  |  | 1.5919 | Editable allowance
|  | RATE PER BOQ UNIT | m² |  |  |  | 17.5109 | Excluding VAT
Note | Quantities are standard estimating constants and must be adjusted for specification, method, location and supplier quotations.
DETAILED RATE ANALYSIS — EAST AFRICAN QS FORMAT
Module / Ref | MODULE 2 | 16.16 | [5 empty] | MODULE 2¦16.16
BOQ Item | Provide earthing connection to conductive flooring system
Unit | nr | Pricing basis | Nairobi, Kenya — Sep 2026 | Currency | USD | VAT | Excluded
No. | Code | Resource Description | Category | Qty / BOQ Unit | Resource Unit | Rate (USD) | Amount (USD) | Remarks
1 | MAT-105 | Earthing electrode and accessories | Material | 1 | nr | 97.3725 | 97.3725 | East African productivity / consumption constant
2 | MAT-022 | Electrical cable, 2.5mm² | Material | 5 | m | 0.81144 | 4.0572 | East African productivity / consumption constant
3 | LAB-010 | Electrician | Labour | 2 | hr | 2.5116 | 5.0232 | East African productivity / consumption constant
4 | LAB-002 | General labourer | Labour | 1 | hr | 0.7728 | 0.7728 | East African productivity / consumption constant
5 | PLT-018 | Electrical/ICT test instruments | Plant & Tools | 0.03 | day | 38.6399 | 1.1592 | East African productivity / consumption constant
6 | SUB-006 | Electrical installation | Subcontractor | 0 | item | 4636.7852 | 0 | Verify supplier/subcontract quotation
|  | Materials Total |  |  |  |  | 101.4297
|  | Labour Total |  |  |  |  | 5.796
|  | Plant & Subcontract Total |  |  |  |  | 1.1592
|  | Direct Resource Cost |  |  |  |  | 108.3849
|  | Transport / Carriage | 5% of materials |  |  |  | 5.0715 | Adjust for haul distance
|  | Small Tools, Water & Sundries | 2.5% of labour + plant |  |  |  | 0.17388 | Traditional allowance
|  | PRIME COST |  |  |  |  | 113.6302
|  | Contractor Overheads | 10% |  |  |  | 11.363 | Editable allowance
|  | Contractor Profit | 10% |  |  |  | 12.4993 | Editable allowance
|  | RATE PER BOQ UNIT | nr |  |  |  | 137.4926 | Excluding VAT
Note | Quantities are standard estimating constants and must be adjusted for specification, method, location and supplier quotations.
DETAILED RATE ANALYSIS — EAST AFRICAN QS FORMAT
Module / Ref | MODULE 2 | 16.17 | [5 empty] | MODULE 2¦16.17
BOQ Item | Apply floor paint or protective coating in specified number of coats
Unit | m² | Pricing basis | Nairobi, Kenya — Sep 2026 | Currency | USD | VAT | Excluded
No. | Code | Resource Description | Category | Qty / BOQ Unit | Resource Unit | Rate (USD) | Amount (USD) | Remarks
1 | MAT-018 | Emulsion paint | Material | 0.22 | litre | 5.2743 | 1.1604 | East African productivity / consumption constant
2 | MAT-002 | Ancillary fittings, supports, fixings and connection materials | Material | 0.015 | item | 40.5719 | 0.60858 | East African productivity / consumption constant
3 | LAB-009 | Painter & decorator | Labour | 0.4 | hr | 1.3524 | 0.54096 | East African productivity / consumption constant
4 | LAB-002 | General labourer | Labour | 0.1 | hr | 0.7728 | 0.07728 | East African productivity / consumption constant
5 | PLT-016 | Small tools & consumables (allowance) | Plant & Tools | 0.05 | hr | 0.5796 | 0.02898 | East African productivity / consumption constant
6 | SUB-001 | Testing / commissioning allowance | Subcontractor | 0 | item | 193.1994 | 0 | Verify supplier/subcontract quotation
|  | Materials Total |  |  |  |  | 1.7689
|  | Labour Total |  |  |  |  | 0.61824
|  | Plant & Subcontract Total |  |  |  |  | 0.02898
|  | Direct Resource Cost |  |  |  |  | 2.4162
|  | Transport / Carriage | 5% of materials |  |  |  | 0.088447 | Adjust for haul distance
|  | Small Tools, Water & Sundries | 2.5% of labour + plant |  |  |  | 0.01618 | Traditional allowance
|  | PRIME COST |  |  |  |  | 2.5208
|  | Contractor Overheads | 10% |  |  |  | 0.25208 | Editable allowance
|  | Contractor Profit | 10% |  |  |  | 0.27729 | Editable allowance
|  | RATE PER BOQ UNIT | m² |  |  |  | 3.0501 | Excluding VAT
Note | Quantities are standard estimating constants and must be adjusted for specification, method, location and supplier quotations.
DETAILED RATE ANALYSIS — EAST AFRICAN QS FORMAT
Module / Ref | MODULE 2 | 16.18 | [5 empty] | MODULE 2¦16.18
BOQ Item | Apply slip-resistant aggregate dressing over the complete coated floor area
Unit | m² | Pricing basis | Nairobi, Kenya — Sep 2026 | Currency | USD | VAT | Excluded
No. | Code | Resource Description | Category | Qty / BOQ Unit | Resource Unit | Rate (USD) | Amount (USD) | Remarks
1 | MAT-002 | Ancillary fittings, supports, fixings and connection materials | Material | 0.12 | item | 40.5719 | 4.8686 | East African productivity / consumption constant
2 | MAT-001 | Specified item / equipment (compliance / BIM item) | Material | 0.02 | item | 405.7187 | 8.1144 | Verify supplier/subcontract quotation
3 | LAB-003 | Skilled labourer | Labour | 0.5 | hr | 1.1592 | 0.5796 | East African productivity / consumption constant
4 | LAB-002 | General labourer | Labour | 0.25 | hr | 0.7728 | 0.1932 | East African productivity / consumption constant
5 | PLT-016 | Small tools & consumables (allowance) | Plant & Tools | 0.08 | hr | 0.5796 | 0.046368 | East African productivity / consumption constant
6 | SUB-001 | Testing / commissioning allowance | Subcontractor | 0 | item | 193.1994 | 0 | Verify supplier/subcontract quotation
|  | Materials Total |  |  |  |  | 12.983
|  | Labour Total |  |  |  |  | 0.7728
|  | Plant & Subcontract Total |  |  |  |  | 0.046368
|  | Direct Resource Cost |  |  |  |  | 13.8022
|  | Transport / Carriage | 5% of materials |  |  |  | 0.64915 | Adjust for haul distance
|  | Small Tools, Water & Sundries | 2.5% of labour + plant |  |  |  | 0.020479 | Traditional allowance
|  | PRIME COST |  |  |  |  | 14.4718
|  | Contractor Overheads | 10% |  |  |  | 1.4472 | Editable allowance
|  | Contractor Profit | 10% |  |  |  | 1.5919 | Editable allowance
|  | RATE PER BOQ UNIT | m² |  |  |  | 17.5109 | Excluding VAT
Note | Quantities are standard estimating constants and must be adjusted for specification, method, location and supplier quotations.
DETAILED RATE ANALYSIS — EAST AFRICAN QS FORMAT
Module / Ref | MODULE 2 | 16.19 | [5 empty] | MODULE 2¦16.19
BOQ Item | Provide entrance matting system, including frame and mat well
Unit | m² | Pricing basis | Nairobi, Kenya — Sep 2026 | Currency | USD | VAT | Excluded
No. | Code | Resource Description | Category | Qty / BOQ Unit | Resource Unit | Rate (USD) | Amount (USD) | Remarks
1 | MAT-002 | Ancillary fittings, supports, fixings and connection materials | Material | 0.12 | item | 40.5719 | 4.8686 | East African productivity / consumption constant
2 | MAT-001 | Specified item / equipment (compliance / BIM item) | Material | 0.02 | item | 405.7187 | 8.1144 | Verify supplier/subcontract quotation
3 | LAB-003 | Skilled labourer | Labour | 0.5 | hr | 1.1592 | 0.5796 | East African productivity / consumption constant
4 | LAB-002 | General labourer | Labour | 0.25 | hr | 0.7728 | 0.1932 | East African productivity / consumption constant
5 | PLT-016 | Small tools & consumables (allowance) | Plant & Tools | 0.08 | hr | 0.5796 | 0.046368 | East African productivity / consumption constant
6 | SUB-001 | Testing / commissioning allowance | Subcontractor | 0 | item | 193.1994 | 0 | Verify supplier/subcontract quotation
|  | Materials Total |  |  |  |  | 12.983
|  | Labour Total |  |  |  |  | 0.7728
|  | Plant & Subcontract Total |  |  |  |  | 0.046368
|  | Direct Resource Cost |  |  |  |  | 13.8022
|  | Transport / Carriage | 5% of materials |  |  |  | 0.64915 | Adjust for haul distance
|  | Small Tools, Water & Sundries | 2.5% of labour + plant |  |  |  | 0.020479 | Traditional allowance
|  | PRIME COST |  |  |  |  | 14.4718
|  | Contractor Overheads | 10% |  |  |  | 1.4472 | Editable allowance
|  | Contractor Profit | 10% |  |  |  | 1.5919 | Editable allowance
|  | RATE PER BOQ UNIT | m² |  |  |  | 17.5109 | Excluding VAT
Note | Quantities are standard estimating constants and must be adjusted for specification, method, location and supplier quotations.
DETAILED RATE ANALYSIS — EAST AFRICAN QS FORMAT
Module / Ref | MODULE 2 | 16.2 | [5 empty] | MODULE 2¦16.2
BOQ Item | Provide movement, expansion or isolation joint system within floor finish
Unit | m | Pricing basis | Nairobi, Kenya — Sep 2026 | Currency | USD | VAT | Excluded
No. | Code | Resource Description | Category | Qty / BOQ Unit | Resource Unit | Rate (USD) | Amount (USD) | Remarks
1 | MAT-002 | Ancillary fittings, supports, fixings and connection materials | Material | 0.05 | item | 40.5719 | 2.0286 | East African productivity / consumption constant
2 | MAT-001 | Specified item / equipment (compliance / BIM item) | Material | 0.01 | item | 405.7187 | 4.0572 | Verify supplier/subcontract quotation
3 | LAB-003 | Skilled labourer | Labour | 0.25 | hr | 1.1592 | 0.2898 | East African productivity / consumption constant
4 | LAB-002 | General labourer | Labour | 0.12 | hr | 0.7728 | 0.092736 | East African productivity / consumption constant
5 | PLT-016 | Small tools & consumables (allowance) | Plant & Tools | 0.05 | hr | 0.5796 | 0.02898 | East African productivity / consumption constant
6 | SUB-001 | Testing / commissioning allowance | Subcontractor | 0 | item | 193.1994 | 0 | Verify supplier/subcontract quotation
|  | Materials Total |  |  |  |  | 6.0858
|  | Labour Total |  |  |  |  | 0.38253
|  | Plant & Subcontract Total |  |  |  |  | 0.02898
|  | Direct Resource Cost |  |  |  |  | 6.4973
|  | Transport / Carriage | 5% of materials |  |  |  | 0.30429 | Adjust for haul distance
|  | Small Tools, Water & Sundries | 2.5% of labour + plant |  |  |  | 0.010288 | Traditional allowance
|  | PRIME COST |  |  |  |  | 6.8119
|  | Contractor Overheads | 10% |  |  |  | 0.68119 | Editable allowance
|  | Contractor Profit | 10% |  |  |  | 0.74931 | Editable allowance
|  | RATE PER BOQ UNIT | m |  |  |  | 8.2424 | Excluding VAT
Note | Quantities are standard estimating constants and must be adjusted for specification, method, location and supplier quotations.
DETAILED RATE ANALYSIS — EAST AFRICAN QS FORMAT
Module / Ref | MODULE 2 | 16.21 | [5 empty] | MODULE 2¦16.21
BOQ Item | Provide thresholds, transition strips or dividing strips between different floor finishes
Unit | m | Pricing basis | Nairobi, Kenya — Sep 2026 | Currency | USD | VAT | Excluded
No. | Code | Resource Description | Category | Qty / BOQ Unit | Resource Unit | Rate (USD) | Amount (USD) | Remarks
1 | MAT-002 | Ancillary fittings, supports, fixings and connection materials | Material | 0.05 | item | 40.5719 | 2.0286 | East African productivity / consumption constant
2 | MAT-001 | Specified item / equipment (compliance / BIM item) | Material | 0.01 | item | 405.7187 | 4.0572 | Verify supplier/subcontract quotation
3 | LAB-003 | Skilled labourer | Labour | 0.25 | hr | 1.1592 | 0.2898 | East African productivity / consumption constant
4 | LAB-002 | General labourer | Labour | 0.12 | hr | 0.7728 | 0.092736 | East African productivity / consumption constant
5 | PLT-016 | Small tools & consumables (allowance) | Plant & Tools | 0.05 | hr | 0.5796 | 0.02898 | East African productivity / consumption constant
6 | SUB-001 | Testing / commissioning allowance | Subcontractor | 0 | item | 193.1994 | 0 | Verify supplier/subcontract quotation
|  | Materials Total |  |  |  |  | 6.0858
|  | Labour Total |  |  |  |  | 0.38253
|  | Plant & Subcontract Total |  |  |  |  | 0.02898
|  | Direct Resource Cost |  |  |  |  | 6.4973
|  | Transport / Carriage | 5% of materials |  |  |  | 0.30429 | Adjust for haul distance
|  | Small Tools, Water & Sundries | 2.5% of labour + plant |  |  |  | 0.010288 | Traditional allowance
|  | PRIME COST |  |  |  |  | 6.8119
|  | Contractor Overheads | 10% |  |  |  | 0.68119 | Editable allowance
|  | Contractor Profit | 10% |  |  |  | 0.74931 | Editable allowance
|  | RATE PER BOQ UNIT | m |  |  |  | 8.2424 | Excluding VAT
Note | Quantities are standard estimating constants and must be adjusted for specification, method, location and supplier quotations.
DETAILED RATE ANALYSIS — EAST AFRICAN QS FORMAT
Module / Ref | MODULE 2 | 16.22 | [5 empty] | MODULE 2¦16.22
BOQ Item | Provide tactile warning or directional floor finish
Unit | m² | Pricing basis | Nairobi, Kenya — Sep 2026 | Currency | USD | VAT | Excluded
No. | Code | Resource Description | Category | Qty / BOQ Unit | Resource Unit | Rate (USD) | Amount (USD) | Remarks
1 | MAT-017 | Ceramic floor tiles | Material | 1.1 | m² | 17.8516 | 19.6368 | East African productivity / consumption constant
2 | MAT-003 | Cement, OPC (50kg bag) | Material | 0.1 | bag | 6.2886 | 0.62886 | East African productivity / consumption constant
3 | LAB-012 | Tiler | Labour | 0.5 | hr | 1.5456 | 0.7728 | East African productivity / consumption constant
4 | LAB-002 | General labourer | Labour | 0.2 | hr | 0.7728 | 0.15456 | East African productivity / consumption constant
5 | PLT-016 | Small tools & consumables (allowance) | Plant & Tools | 0.05 | hr | 0.5796 | 0.02898 | East African productivity / consumption constant
6 | MAT-002 | Ancillary fittings, supports, fixings and connection materials | Material | 0.02 | item | 40.5719 | 0.81144 | East African productivity / consumption constant
|  | Materials Total |  |  |  |  | 21.0771
|  | Labour Total |  |  |  |  | 0.92736
|  | Plant & Subcontract Total |  |  |  |  | 0.02898
|  | Direct Resource Cost |  |  |  |  | 22.0334
|  | Transport / Carriage | 5% of materials |  |  |  | 1.0539 | Adjust for haul distance
|  | Small Tools, Water & Sundries | 2.5% of labour + plant |  |  |  | 0.023908 | Traditional allowance
|  | PRIME COST |  |  |  |  | 23.1112
|  | Contractor Overheads | 10% |  |  |  | 2.3111 | Editable allowance
|  | Contractor Profit | 10% |  |  |  | 2.5422 | Editable allowance
|  | RATE PER BOQ UNIT | m² |  |  |  | 27.9645 | Excluding VAT
Note | Quantities are standard estimating constants and must be adjusted for specification, method, location and supplier quotations.
DETAILED RATE ANALYSIS — EAST AFRICAN QS FORMAT
Module / Ref | MODULE 2 | 16.23 | [5 empty] | MODULE 2¦16.23
BOQ Item | Apply sealant around floor penetrations, plinths or interfaces
Unit | m | Pricing basis | Nairobi, Kenya — Sep 2026 | Currency | USD | VAT | Excluded
No. | Code | Resource Description | Category | Qty / BOQ Unit | Resource Unit | Rate (USD) | Amount (USD) | Remarks
1 | MAT-002 | Ancillary fittings, supports, fixings and connection materials | Material | 0.05 | item | 40.5719 | 2.0286 | East African productivity / consumption constant
2 | MAT-001 | Specified item / equipment (compliance / BIM item) | Material | 0.01 | item | 405.7187 | 4.0572 | Verify supplier/subcontract quotation
3 | LAB-003 | Skilled labourer | Labour | 0.25 | hr | 1.1592 | 0.2898 | East African productivity / consumption constant
4 | LAB-002 | General labourer | Labour | 0.12 | hr | 0.7728 | 0.092736 | East African productivity / consumption constant
5 | PLT-016 | Small tools & consumables (allowance) | Plant & Tools | 0.05 | hr | 0.5796 | 0.02898 | East African productivity / consumption constant
6 | SUB-001 | Testing / commissioning allowance | Subcontractor | 0 | item | 193.1994 | 0 | Verify supplier/subcontract quotation
|  | Materials Total |  |  |  |  | 6.0858
|  | Labour Total |  |  |  |  | 0.38253
|  | Plant & Subcontract Total |  |  |  |  | 0.02898
|  | Direct Resource Cost |  |  |  |  | 6.4973
|  | Transport / Carriage | 5% of materials |  |  |  | 0.30429 | Adjust for haul distance
|  | Small Tools, Water & Sundries | 2.5% of labour + plant |  |  |  | 0.010288 | Traditional allowance
|  | PRIME COST |  |  |  |  | 6.8119
|  | Contractor Overheads | 10% |  |  |  | 0.68119 | Editable allowance
|  | Contractor Profit | 10% |  |  |  | 0.74931 | Editable allowance
|  | RATE PER BOQ UNIT | m |  |  |  | 8.2424 | Excluding VAT
Note | Quantities are standard estimating constants and must be adjusted for specification, method, location and supplier quotations.
DETAILED RATE ANALYSIS — EAST AFRICAN QS FORMAT
Module / Ref | MODULE 2 | 17.01 | [5 empty] | MODULE 2¦17.01
BOQ Item | Prepare wall substrate by cleaning, filling, sanding or applying bonding treatment
Unit | m² | Pricing basis | Nairobi, Kenya — Sep 2026 | Currency | USD | VAT | Excluded
No. | Code | Resource Description | Category | Qty / BOQ Unit | Resource Unit | Rate (USD) | Amount (USD) | Remarks
1 | MAT-002 | Ancillary fittings, supports, fixings and connection materials | Material | 0.12 | item | 40.5719 | 4.8686 | East African productivity / consumption constant
2 | MAT-001 | Specified item / equipment (compliance / BIM item) | Material | 0.02 | item | 405.7187 | 8.1144 | Verify supplier/subcontract quotation
3 | LAB-003 | Skilled labourer | Labour | 0.5 | hr | 1.1592 | 0.5796 | East African productivity / consumption constant
4 | LAB-002 | General labourer | Labour | 0.25 | hr | 0.7728 | 0.1932 | East African productivity / consumption constant
5 | PLT-016 | Small tools & consumables (allowance) | Plant & Tools | 0.08 | hr | 0.5796 | 0.046368 | East African productivity / consumption constant
6 | SUB-001 | Testing / commissioning allowance | Subcontractor | 0 | item | 193.1994 | 0 | Verify supplier/subcontract quotation
|  | Materials Total |  |  |  |  | 12.983
|  | Labour Total |  |  |  |  | 0.7728
|  | Plant & Subcontract Total |  |  |  |  | 0.046368
|  | Direct Resource Cost |  |  |  |  | 13.8022
|  | Transport / Carriage | 5% of materials |  |  |  | 0.64915 | Adjust for haul distance
|  | Small Tools, Water & Sundries | 2.5% of labour + plant |  |  |  | 0.020479 | Traditional allowance
|  | PRIME COST |  |  |  |  | 14.4718
|  | Contractor Overheads | 10% |  |  |  | 1.4472 | Editable allowance
|  | Contractor Profit | 10% |  |  |  | 1.5919 | Editable allowance
|  | RATE PER BOQ UNIT | m² |  |  |  | 17.5109 | Excluding VAT
Note | Quantities are standard estimating constants and must be adjusted for specification, method, location and supplier quotations.
DETAILED RATE ANALYSIS — EAST AFRICAN QS FORMAT
Module / Ref | MODULE 2 | 17.02 | [5 empty] | MODULE 2¦17.02
BOQ Item | Apply internal backing plaster to masonry or concrete walls
Unit | m² | Pricing basis | Nairobi, Kenya — Sep 2026 | Currency | USD | VAT | Excluded
No. | Code | Resource Description | Category | Qty / BOQ Unit | Resource Unit | Rate (USD) | Amount (USD) | Remarks
1 | MAT-012 | Concrete blocks, 100mm | Material | 1.05 | m² | 8.9258 | 9.3721 | East African productivity / consumption constant
2 | MAT-013 | Cement mortar | Material | 0.03 | m³ | 77.0866 | 2.3126 | East African productivity / consumption constant
3 | LAB-004 | Mason / bricklayer | Labour | 0.8 | hr | 1.5456 | 1.2365 | East African productivity / consumption constant
4 | LAB-002 | General labourer | Labour | 0.5 | hr | 0.7728 | 0.3864 | East African productivity / consumption constant
5 | PLT-002 | Concrete mixer, small | Plant & Tools | 0.01 | day | 61.8238 | 0.61824 | East African productivity / consumption constant
6 | MAT-002 | Ancillary fittings, supports, fixings and connection materials | Material | 0.02 | item | 40.5719 | 0.81144 | East African productivity / consumption constant
|  | Materials Total |  |  |  |  | 12.4961
|  | Labour Total |  |  |  |  | 1.6229
|  | Plant & Subcontract Total |  |  |  |  | 0.61824
|  | Direct Resource Cost |  |  |  |  | 14.7372
|  | Transport / Carriage | 5% of materials |  |  |  | 0.62481 | Adjust for haul distance
|  | Small Tools, Water & Sundries | 2.5% of labour + plant |  |  |  | 0.056028 | Traditional allowance
|  | PRIME COST |  |  |  |  | 15.4181
|  | Contractor Overheads | 10% |  |  |  | 1.5418 | Editable allowance
|  | Contractor Profit | 10% |  |  |  | 1.696 | Editable allowance
|  | RATE PER BOQ UNIT | m² |  |  |  | 18.6559 | Excluding VAT
Note | Quantities are standard estimating constants and must be adjusted for specification, method, location and supplier quotations.
DETAILED RATE ANALYSIS — EAST AFRICAN QS FORMAT
Module / Ref | MODULE 2 | 17.03 | [5 empty] | MODULE 2¦17.03
BOQ Item | Apply skim-coat plaster finish over complete backing-plaster area
Unit | m² | Pricing basis | Nairobi, Kenya — Sep 2026 | Currency | USD | VAT | Excluded
No. | Code | Resource Description | Category | Qty / BOQ Unit | Resource Unit | Rate (USD) | Amount (USD) | Remarks
1 | MAT-003 | Cement, OPC (50kg bag) | Material | 0.15 | bag | 6.2886 | 0.9433 | East African productivity / consumption constant
2 | MAT-005 | Sand, fine aggregate | Material | 0.02 | m³ | 18.6631 | 0.37326 | East African productivity / consumption constant
3 | LAB-008 | Plasterer | Labour | 0.5 | hr | 1.5456 | 0.7728 | East African productivity / consumption constant
4 | LAB-002 | General labourer | Labour | 0.3 | hr | 0.7728 | 0.23184 | East African productivity / consumption constant
5 | PLT-002 | Concrete mixer, small | Plant & Tools | 0.01 | day | 61.8238 | 0.61824 | East African productivity / consumption constant
6 | MAT-002 | Ancillary fittings, supports, fixings and connection materials | Material | 0.01 | item | 40.5719 | 0.40572 | East African productivity / consumption constant
|  | Materials Total |  |  |  |  | 1.7223
|  | Labour Total |  |  |  |  | 1.0046
|  | Plant & Subcontract Total |  |  |  |  | 0.61824
|  | Direct Resource Cost |  |  |  |  | 3.3452
|  | Transport / Carriage | 5% of materials |  |  |  | 0.086114 | Adjust for haul distance
|  | Small Tools, Water & Sundries | 2.5% of labour + plant |  |  |  | 0.040572 | Traditional allowance
|  | PRIME COST |  |  |  |  | 3.4718
|  | Contractor Overheads | 10% |  |  |  | 0.34718 | Editable allowance
|  | Contractor Profit | 10% |  |  |  | 0.3819 | Editable allowance
|  | RATE PER BOQ UNIT | m² |  |  |  | 4.2009 | Excluding VAT
Note | Quantities are standard estimating constants and must be adjusted for specification, method, location and supplier quotations.
DETAILED RATE ANALYSIS — EAST AFRICAN QS FORMAT
Module / Ref | MODULE 2 | 17.04 | [5 empty] | MODULE 2¦17.04
BOQ Item | Provide drylining comprising plasterboard, framing or adhesive and joint treatment
Unit | m² | Pricing basis | Nairobi, Kenya — Sep 2026 | Currency | USD | VAT | Excluded
No. | Code | Resource Description | Category | Qty / BOQ Unit | Resource Unit | Rate (USD) | Amount (USD) | Remarks
1 | MAT-016 | Plasterboard, 12.5mm | Material | 1.1 | m² | 5.6801 | 6.2481 | East African productivity / consumption constant
2 | MAT-023 | Mineral wool insulation, 100mm | Material | 1 | m² | 9.7372 | 9.7372 | East African productivity / consumption constant
3 | LAB-025 | Ceiling/partition fixer | Labour | 0.65 | hr | 2.1252 | 1.3814 | East African productivity / consumption constant
4 | LAB-002 | General labourer | Labour | 0.3 | hr | 0.7728 | 0.23184 | East African productivity / consumption constant
5 | PLT-016 | Small tools & consumables (allowance) | Plant & Tools | 0.05 | hr | 0.5796 | 0.02898 | East African productivity / consumption constant
6 | MAT-002 | Ancillary fittings, supports, fixings and connection materials | Material | 0.05 | item | 40.5719 | 2.0286 | East African productivity / consumption constant
|  | Materials Total |  |  |  |  | 18.0139
|  | Labour Total |  |  |  |  | 1.6132
|  | Plant & Subcontract Total |  |  |  |  | 0.02898
|  | Direct Resource Cost |  |  |  |  | 19.6561
|  | Transport / Carriage | 5% of materials |  |  |  | 0.9007 | Adjust for haul distance
|  | Small Tools, Water & Sundries | 2.5% of labour + plant |  |  |  | 0.041055 | Traditional allowance
|  | PRIME COST |  |  |  |  | 20.5979
|  | Contractor Overheads | 10% |  |  |  | 2.0598 | Editable allowance
|  | Contractor Profit | 10% |  |  |  | 2.2658 | Editable allowance
|  | RATE PER BOQ UNIT | m² |  |  |  | 24.9234 | Excluding VAT
Note | Quantities are standard estimating constants and must be adjusted for specification, method, location and supplier quotations.
DETAILED RATE ANALYSIS — EAST AFRICAN QS FORMAT
Module / Ref | MODULE 2 | 17.05 | [5 empty] | MODULE 2¦17.05
BOQ Item | Apply mist coat, undercoat and finishing coats to complete plastered or drylined wall area
Unit | m² | Pricing basis | Nairobi, Kenya — Sep 2026 | Currency | USD | VAT | Excluded
No. | Code | Resource Description | Category | Qty / BOQ Unit | Resource Unit | Rate (USD) | Amount (USD) | Remarks
1 | MAT-003 | Cement, OPC (50kg bag) | Material | 0.15 | bag | 6.2886 | 0.9433 | East African productivity / consumption constant
2 | MAT-005 | Sand, fine aggregate | Material | 0.02 | m³ | 18.6631 | 0.37326 | East African productivity / consumption constant
3 | LAB-008 | Plasterer | Labour | 0.5 | hr | 1.5456 | 0.7728 | East African productivity / consumption constant
4 | LAB-002 | General labourer | Labour | 0.3 | hr | 0.7728 | 0.23184 | East African productivity / consumption constant
5 | PLT-002 | Concrete mixer, small | Plant & Tools | 0.01 | day | 61.8238 | 0.61824 | East African productivity / consumption constant
6 | MAT-002 | Ancillary fittings, supports, fixings and connection materials | Material | 0.01 | item | 40.5719 | 0.40572 | East African productivity / consumption constant
|  | Materials Total |  |  |  |  | 1.7223
|  | Labour Total |  |  |  |  | 1.0046
|  | Plant & Subcontract Total |  |  |  |  | 0.61824
|  | Direct Resource Cost |  |  |  |  | 3.3452
|  | Transport / Carriage | 5% of materials |  |  |  | 0.086114 | Adjust for haul distance
|  | Small Tools, Water & Sundries | 2.5% of labour + plant |  |  |  | 0.040572 | Traditional allowance
|  | PRIME COST |  |  |  |  | 3.4718
|  | Contractor Overheads | 10% |  |  |  | 0.34718 | Editable allowance
|  | Contractor Profit | 10% |  |  |  | 0.3819 | Editable allowance
|  | RATE PER BOQ UNIT | m² |  |  |  | 4.2009 | Excluding VAT
Note | Quantities are standard estimating constants and must be adjusted for specification, method, location and supplier quotations.
DETAILED RATE ANALYSIS — EAST AFRICAN QS FORMAT
Module / Ref | MODULE 2 | 17.06 | [5 empty] | MODULE 2¦17.06
BOQ Item | Apply durable, washable or hygiene-grade paint to nominated wall areas
Unit | m² | Pricing basis | Nairobi, Kenya — Sep 2026 | Currency | USD | VAT | Excluded
No. | Code | Resource Description | Category | Qty / BOQ Unit | Resource Unit | Rate (USD) | Amount (USD) | Remarks
1 | MAT-018 | Emulsion paint | Material | 0.22 | litre | 5.2743 | 1.1604 | East African productivity / consumption constant
2 | MAT-002 | Ancillary fittings, supports, fixings and connection materials | Material | 0.015 | item | 40.5719 | 0.60858 | East African productivity / consumption constant
3 | LAB-009 | Painter & decorator | Labour | 0.4 | hr | 1.3524 | 0.54096 | East African productivity / consumption constant
4 | LAB-002 | General labourer | Labour | 0.1 | hr | 0.7728 | 0.07728 | East African productivity / consumption constant
5 | PLT-016 | Small tools & consumables (allowance) | Plant & Tools | 0.05 | hr | 0.5796 | 0.02898 | East African productivity / consumption constant
6 | SUB-001 | Testing / commissioning allowance | Subcontractor | 0 | item | 193.1994 | 0 | Verify supplier/subcontract quotation
|  | Materials Total |  |  |  |  | 1.7689
|  | Labour Total |  |  |  |  | 0.61824
|  | Plant & Subcontract Total |  |  |  |  | 0.02898
|  | Direct Resource Cost |  |  |  |  | 2.4162
|  | Transport / Carriage | 5% of materials |  |  |  | 0.088447 | Adjust for haul distance
|  | Small Tools, Water & Sundries | 2.5% of labour + plant |  |  |  | 0.01618 | Traditional allowance
|  | PRIME COST |  |  |  |  | 2.5208
|  | Contractor Overheads | 10% |  |  |  | 0.25208 | Editable allowance
|  | Contractor Profit | 10% |  |  |  | 0.27729 | Editable allowance
|  | RATE PER BOQ UNIT | m² |  |  |  | 3.0501 | Excluding VAT
Note | Quantities are standard estimating constants and must be adjusted for specification, method, location and supplier quotations.
DETAILED RATE ANALYSIS — EAST AFRICAN QS FORMAT
Module / Ref | MODULE 2 | 17.07 | [5 empty] | MODULE 2¦17.07
BOQ Item | Apply epoxy or chemical-resistant coating to nominated wall areas
Unit | m² | Pricing basis | Nairobi, Kenya — Sep 2026 | Currency | USD | VAT | Excluded
No. | Code | Resource Description | Category | Qty / BOQ Unit | Resource Unit | Rate (USD) | Amount (USD) | Remarks
1 | MAT-018 | Emulsion paint | Material | 0.22 | litre | 5.2743 | 1.1604 | East African productivity / consumption constant
2 | MAT-002 | Ancillary fittings, supports, fixings and connection materials | Material | 0.015 | item | 40.5719 | 0.60858 | East African productivity / consumption constant
3 | LAB-009 | Painter & decorator | Labour | 0.4 | hr | 1.3524 | 0.54096 | East African productivity / consumption constant
4 | LAB-002 | General labourer | Labour | 0.1 | hr | 0.7728 | 0.07728 | East African productivity / consumption constant
5 | PLT-016 | Small tools & consumables (allowance) | Plant & Tools | 0.05 | hr | 0.5796 | 0.02898 | East African productivity / consumption constant
6 | SUB-001 | Testing / commissioning allowance | Subcontractor | 0 | item | 193.1994 | 0 | Verify supplier/subcontract quotation
|  | Materials Total |  |  |  |  | 1.7689
|  | Labour Total |  |  |  |  | 0.61824
|  | Plant & Subcontract Total |  |  |  |  | 0.02898
|  | Direct Resource Cost |  |  |  |  | 2.4162
|  | Transport / Carriage | 5% of materials |  |  |  | 0.088447 | Adjust for haul distance
|  | Small Tools, Water & Sundries | 2.5% of labour + plant |  |  |  | 0.01618 | Traditional allowance
|  | PRIME COST |  |  |  |  | 2.5208
|  | Contractor Overheads | 10% |  |  |  | 0.25208 | Editable allowance
|  | Contractor Profit | 10% |  |  |  | 0.27729 | Editable allowance
|  | RATE PER BOQ UNIT | m² |  |  |  | 3.0501 | Excluding VAT
Note | Quantities are standard estimating constants and must be adjusted for specification, method, location and supplier quotations.
DETAILED RATE ANALYSIS — EAST AFRICAN QS FORMAT
Module / Ref | MODULE 2 | 17.08 | [5 empty] | MODULE 2¦17.08
BOQ Item | Supply and fix ceramic or porcelain wall tiles, including adhesive, grout and trims
Unit | m² | Pricing basis | Nairobi, Kenya — Sep 2026 | Currency | USD | VAT | Excluded
No. | Code | Resource Description | Category | Qty / BOQ Unit | Resource Unit | Rate (USD) | Amount (USD) | Remarks
1 | MAT-039 | Porcelain floor tiles | Material | 1.1 | m² | 34.0031 | 37.4034 | East African productivity / consumption constant
2 | MAT-003 | Cement, OPC (50kg bag) | Material | 0.1 | bag | 6.2886 | 0.62886 | East African productivity / consumption constant
3 | LAB-012 | Tiler | Labour | 0.5 | hr | 1.5456 | 0.7728 | East African productivity / consumption constant
4 | LAB-002 | General labourer | Labour | 0.2 | hr | 0.7728 | 0.15456 | East African productivity / consumption constant
5 | PLT-016 | Small tools & consumables (allowance) | Plant & Tools | 0.05 | hr | 0.5796 | 0.02898 | East African productivity / consumption constant
6 | MAT-002 | Ancillary fittings, supports, fixings and connection materials | Material | 0.02 | item | 40.5719 | 0.81144 | East African productivity / consumption constant
|  | Materials Total |  |  |  |  | 38.8437
|  | Labour Total |  |  |  |  | 0.92736
|  | Plant & Subcontract Total |  |  |  |  | 0.02898
|  | Direct Resource Cost |  |  |  |  | 39.8
|  | Transport / Carriage | 5% of materials |  |  |  | 1.9422 | Adjust for haul distance
|  | Small Tools, Water & Sundries | 2.5% of labour + plant |  |  |  | 0.023908 | Traditional allowance
|  | PRIME COST |  |  |  |  | 41.7661
|  | Contractor Overheads | 10% |  |  |  | 4.1766 | Editable allowance
|  | Contractor Profit | 10% |  |  |  | 4.5943 | Editable allowance
|  | RATE PER BOQ UNIT | m² |  |  |  | 50.537 | Excluding VAT
Note | Quantities are standard estimating constants and must be adjusted for specification, method, location and supplier quotations.
DETAILED RATE ANALYSIS — EAST AFRICAN QS FORMAT
Module / Ref | MODULE 2 | 17.09 | [5 empty] | MODULE 2¦17.09
BOQ Item | Supply and fix natural or engineered stone wall cladding
Unit | m² | Pricing basis | Nairobi, Kenya — Sep 2026 | Currency | USD | VAT | Excluded
No. | Code | Resource Description | Category | Qty / BOQ Unit | Resource Unit | Rate (USD) | Amount (USD) | Remarks
1 | MAT-028 | Machine-cut building stone | Material | 1.05 | m² | 11.3601 | 11.9281 | East African productivity / consumption constant
2 | MAT-013 | Cement mortar | Material | 0.03 | m³ | 77.0866 | 2.3126 | East African productivity / consumption constant
3 | LAB-004 | Mason / bricklayer | Labour | 1 | hr | 1.5456 | 1.5456 | East African productivity / consumption constant
4 | LAB-002 | General labourer | Labour | 0.6 | hr | 0.7728 | 0.46368 | East African productivity / consumption constant
5 | PLT-002 | Concrete mixer, small | Plant & Tools | 0.01 | day | 61.8238 | 0.61824 | East African productivity / consumption constant
6 | MAT-002 | Ancillary fittings, supports, fixings and connection materials | Material | 0.03 | item | 40.5719 | 1.2172 | East African productivity / consumption constant
|  | Materials Total |  |  |  |  | 15.4579
|  | Labour Total |  |  |  |  | 2.0093
|  | Plant & Subcontract Total |  |  |  |  | 0.61824
|  | Direct Resource Cost |  |  |  |  | 18.0854
|  | Transport / Carriage | 5% of materials |  |  |  | 0.77289 | Adjust for haul distance
|  | Small Tools, Water & Sundries | 2.5% of labour + plant |  |  |  | 0.065688 | Traditional allowance
|  | PRIME COST |  |  |  |  | 18.924
|  | Contractor Overheads | 10% |  |  |  | 1.8924 | Editable allowance
|  | Contractor Profit | 10% |  |  |  | 2.0816 | Editable allowance
|  | RATE PER BOQ UNIT | m² |  |  |  | 22.898 | Excluding VAT
Note | Quantities are standard estimating constants and must be adjusted for specification, method, location and supplier quotations.
DETAILED RATE ANALYSIS — EAST AFRICAN QS FORMAT
Module / Ref | MODULE 2 | 17.1 | [5 empty] | MODULE 2¦17.1
BOQ Item | Supply and install hygienic PVC wall-cladding panels, including joints and trims
Unit | m² | Pricing basis | Nairobi, Kenya — Sep 2026 | Currency | USD | VAT | Excluded
No. | Code | Resource Description | Category | Qty / BOQ Unit | Resource Unit | Rate (USD) | Amount (USD) | Remarks
1 | MAT-019 | Double-glazed glass unit | Material | 0.6 | m² | 68.9722 | 41.3833 | East African productivity / consumption constant
2 | MAT-002 | Ancillary fittings, supports, fixings and connection materials | Material | 0.15 | item | 40.5719 | 6.0858 | East African productivity / consumption constant
3 | LAB-013 | Glazier | Labour | 0.8 | hr | 1.932 | 1.5456 | East African productivity / consumption constant
4 | LAB-002 | General labourer | Labour | 0.3 | hr | 0.7728 | 0.23184 | East African productivity / consumption constant
5 | PLT-020 | Scissor lift / MEWP | Plant & Tools | 0.03 | day | 154.5595 | 4.6368 | East African productivity / consumption constant
6 | SUB-010 | Cladding / façade | Subcontractor | 0.4 | m² | 115.9196 | 46.3679 | Verify supplier/subcontract quotation
|  | Materials Total |  |  |  |  | 47.4691
|  | Labour Total |  |  |  |  | 1.7774
|  | Plant & Subcontract Total |  |  |  |  | 51.0046
|  | Direct Resource Cost |  |  |  |  | 100.2512
|  | Transport / Carriage | 5% of materials |  |  |  | 2.3735 | Adjust for haul distance
|  | Small Tools, Water & Sundries | 2.5% of labour + plant |  |  |  | 1.3196 | Traditional allowance
|  | PRIME COST |  |  |  |  | 103.9442
|  | Contractor Overheads | 10% |  |  |  | 10.3944 | Editable allowance
|  | Contractor Profit | 10% |  |  |  | 11.4339 | Editable allowance
|  | RATE PER BOQ UNIT | m² |  |  |  | 125.7724 | Excluding VAT
Note | Quantities are standard estimating constants and must be adjusted for specification, method, location and supplier quotations.
DETAILED RATE ANALYSIS — EAST AFRICAN QS FORMAT
Module / Ref | MODULE 2 | 17.11 | [5 empty] | MODULE 2¦17.11
BOQ Item | Supply and install acoustic wall panels, including backing and perimeter trims
Unit | m² | Pricing basis | Nairobi, Kenya — Sep 2026 | Currency | USD | VAT | Excluded
No. | Code | Resource Description | Category | Qty / BOQ Unit | Resource Unit | Rate (USD) | Amount (USD) | Remarks
1 | MAT-043 | Acoustic wall/ceiling panel | Material | 1.05 | m² | 52.7434 | 55.3806 | East African productivity / consumption constant
2 | MAT-002 | Ancillary fittings, supports, fixings and connection materials | Material | 0.05 | item | 40.5719 | 2.0286 | East African productivity / consumption constant
3 | LAB-025 | Ceiling/partition fixer | Labour | 0.6 | hr | 2.1252 | 1.2751 | East African productivity / consumption constant
4 | LAB-002 | General labourer | Labour | 0.2 | hr | 0.7728 | 0.15456 | East African productivity / consumption constant
5 | PLT-020 | Scissor lift / MEWP | Plant & Tools | 0.01 | day | 154.5595 | 1.5456 | East African productivity / consumption constant
6 | SUB-015 | AV/PA installation and commissioning | Subcontractor | 0.01 | item | 3091.1901 | 30.9119 | Verify supplier/subcontract quotation
|  | Materials Total |  |  |  |  | 57.4092
|  | Labour Total |  |  |  |  | 1.4297
|  | Plant & Subcontract Total |  |  |  |  | 32.4575
|  | Direct Resource Cost |  |  |  |  | 91.2964
|  | Transport / Carriage | 5% of materials |  |  |  | 2.8705 | Adjust for haul distance
|  | Small Tools, Water & Sundries | 2.5% of labour + plant |  |  |  | 0.84718 | Traditional allowance
|  | PRIME COST |  |  |  |  | 95.014
|  | Contractor Overheads | 10% |  |  |  | 9.5014 | Editable allowance
|  | Contractor Profit | 10% |  |  |  | 10.4515 | Editable allowance
|  | RATE PER BOQ UNIT | m² |  |  |  | 114.9669 | Excluding VAT
Note | Quantities are standard estimating constants and must be adjusted for specification, method, location and supplier quotations.
DETAILED RATE ANALYSIS — EAST AFRICAN QS FORMAT
Module / Ref | MODULE 2 | 17.12 | [5 empty] | MODULE 2¦17.12
BOQ Item | Supply and install impact-resistant wall-protection panels
Unit | m² | Pricing basis | Nairobi, Kenya — Sep 2026 | Currency | USD | VAT | Excluded
No. | Code | Resource Description | Category | Qty / BOQ Unit | Resource Unit | Rate (USD) | Amount (USD) | Remarks
1 | MAT-002 | Ancillary fittings, supports, fixings and connection materials | Material | 0.12 | item | 40.5719 | 4.8686 | East African productivity / consumption constant
2 | MAT-001 | Specified item / equipment (compliance / BIM item) | Material | 0.02 | item | 405.7187 | 8.1144 | Verify supplier/subcontract quotation
3 | LAB-003 | Skilled labourer | Labour | 0.5 | hr | 1.1592 | 0.5796 | East African productivity / consumption constant
4 | LAB-002 | General labourer | Labour | 0.25 | hr | 0.7728 | 0.1932 | East African productivity / consumption constant
5 | PLT-016 | Small tools & consumables (allowance) | Plant & Tools | 0.08 | hr | 0.5796 | 0.046368 | East African productivity / consumption constant
6 | SUB-001 | Testing / commissioning allowance | Subcontractor | 0 | item | 193.1994 | 0 | Verify supplier/subcontract quotation
|  | Materials Total |  |  |  |  | 12.983
|  | Labour Total |  |  |  |  | 0.7728
|  | Plant & Subcontract Total |  |  |  |  | 0.046368
|  | Direct Resource Cost |  |  |  |  | 13.8022
|  | Transport / Carriage | 5% of materials |  |  |  | 0.64915 | Adjust for haul distance
|  | Small Tools, Water & Sundries | 2.5% of labour + plant |  |  |  | 0.020479 | Traditional allowance
|  | PRIME COST |  |  |  |  | 14.4718
|  | Contractor Overheads | 10% |  |  |  | 1.4472 | Editable allowance
|  | Contractor Profit | 10% |  |  |  | 1.5919 | Editable allowance
|  | RATE PER BOQ UNIT | m² |  |  |  | 17.5109 | Excluding VAT
Note | Quantities are standard estimating constants and must be adjusted for specification, method, location and supplier quotations.
DETAILED RATE ANALYSIS — EAST AFRICAN QS FORMAT
Module / Ref | MODULE 2 | 17.13 | [5 empty] | MODULE 2¦17.13
BOQ Item | Supply and install crash rails, bumper rails or wall-protection rails
Unit | m | Pricing basis | Nairobi, Kenya — Sep 2026 | Currency | USD | VAT | Excluded
No. | Code | Resource Description | Category | Qty / BOQ Unit | Resource Unit | Rate (USD) | Amount (USD) | Remarks
1 | MAT-002 | Ancillary fittings, supports, fixings and connection materials | Material | 0.05 | item | 40.5719 | 2.0286 | East African productivity / consumption constant
2 | MAT-001 | Specified item / equipment (compliance / BIM item) | Material | 0.01 | item | 405.7187 | 4.0572 | Verify supplier/subcontract quotation
3 | LAB-003 | Skilled labourer | Labour | 0.25 | hr | 1.1592 | 0.2898 | East African productivity / consumption constant
4 | LAB-002 | General labourer | Labour | 0.12 | hr | 0.7728 | 0.092736 | East African productivity / consumption constant
5 | PLT-016 | Small tools & consumables (allowance) | Plant & Tools | 0.05 | hr | 0.5796 | 0.02898 | East African productivity / consumption constant
6 | SUB-001 | Testing / commissioning allowance | Subcontractor | 0 | item | 193.1994 | 0 | Verify supplier/subcontract quotation
|  | Materials Total |  |  |  |  | 6.0858
|  | Labour Total |  |  |  |  | 0.38253
|  | Plant & Subcontract Total |  |  |  |  | 0.02898
|  | Direct Resource Cost |  |  |  |  | 6.4973
|  | Transport / Carriage | 5% of materials |  |  |  | 0.30429 | Adjust for haul distance
|  | Small Tools, Water & Sundries | 2.5% of labour + plant |  |  |  | 0.010288 | Traditional allowance
|  | PRIME COST |  |  |  |  | 6.8119
|  | Contractor Overheads | 10% |  |  |  | 0.68119 | Editable allowance
|  | Contractor Profit | 10% |  |  |  | 0.74931 | Editable allowance
|  | RATE PER BOQ UNIT | m |  |  |  | 8.2424 | Excluding VAT
Note | Quantities are standard estimating constants and must be adjusted for specification, method, location and supplier quotations.
DETAILED RATE ANALYSIS — EAST AFRICAN QS FORMAT
Module / Ref | MODULE 2 | 17.14 | [5 empty] | MODULE 2¦17.14
BOQ Item | Supply and install angle beads, stop beads, movement beads and finish trims
Unit | m | Pricing basis | Nairobi, Kenya — Sep 2026 | Currency | USD | VAT | Excluded
No. | Code | Resource Description | Category | Qty / BOQ Unit | Resource Unit | Rate (USD) | Amount (USD) | Remarks
1 | MAT-002 | Ancillary fittings, supports, fixings and connection materials | Material | 0.05 | item | 40.5719 | 2.0286 | East African productivity / consumption constant
2 | MAT-001 | Specified item / equipment (compliance / BIM item) | Material | 0.01 | item | 405.7187 | 4.0572 | Verify supplier/subcontract quotation
3 | LAB-003 | Skilled labourer | Labour | 0.25 | hr | 1.1592 | 0.2898 | East African productivity / consumption constant
4 | LAB-002 | General labourer | Labour | 0.12 | hr | 0.7728 | 0.092736 | East African productivity / consumption constant
5 | PLT-016 | Small tools & consumables (allowance) | Plant & Tools | 0.05 | hr | 0.5796 | 0.02898 | East African productivity / consumption constant
6 | SUB-001 | Testing / commissioning allowance | Subcontractor | 0 | item | 193.1994 | 0 | Verify supplier/subcontract quotation
|  | Materials Total |  |  |  |  | 6.0858
|  | Labour Total |  |  |  |  | 0.38253
|  | Plant & Subcontract Total |  |  |  |  | 0.02898
|  | Direct Resource Cost |  |  |  |  | 6.4973
|  | Transport / Carriage | 5% of materials |  |  |  | 0.30429 | Adjust for haul distance
|  | Small Tools, Water & Sundries | 2.5% of labour + plant |  |  |  | 0.010288 | Traditional allowance
|  | PRIME COST |  |  |  |  | 6.8119
|  | Contractor Overheads | 10% |  |  |  | 0.68119 | Editable allowance
|  | Contractor Profit | 10% |  |  |  | 0.74931 | Editable allowance
|  | RATE PER BOQ UNIT | m |  |  |  | 8.2424 | Excluding VAT
Note | Quantities are standard estimating constants and must be adjusted for specification, method, location and supplier quotations.
DETAILED RATE ANALYSIS — EAST AFRICAN QS FORMAT
Module / Ref | MODULE 2 | 17.15 | [5 empty] | MODULE 2¦17.15
BOQ Item | Apply sealant between different wall finishes or adjoining components
Unit | m | Pricing basis | Nairobi, Kenya — Sep 2026 | Currency | USD | VAT | Excluded
No. | Code | Resource Description | Category | Qty / BOQ Unit | Resource Unit | Rate (USD) | Amount (USD) | Remarks
1 | MAT-002 | Ancillary fittings, supports, fixings and connection materials | Material | 0.05 | item | 40.5719 | 2.0286 | East African productivity / consumption constant
2 | MAT-001 | Specified item / equipment (compliance / BIM item) | Material | 0.01 | item | 405.7187 | 4.0572 | Verify supplier/subcontract quotation
3 | LAB-003 | Skilled labourer | Labour | 0.25 | hr | 1.1592 | 0.2898 | East African productivity / consumption constant
4 | LAB-002 | General labourer | Labour | 0.12 | hr | 0.7728 | 0.092736 | East African productivity / consumption constant
5 | PLT-016 | Small tools & consumables (allowance) | Plant & Tools | 0.05 | hr | 0.5796 | 0.02898 | East African productivity / consumption constant
6 | SUB-001 | Testing / commissioning allowance | Subcontractor | 0 | item | 193.1994 | 0 | Verify supplier/subcontract quotation
|  | Materials Total |  |  |  |  | 6.0858
|  | Labour Total |  |  |  |  | 0.38253
|  | Plant & Subcontract Total |  |  |  |  | 0.02898
|  | Direct Resource Cost |  |  |  |  | 6.4973
|  | Transport / Carriage | 5% of materials |  |  |  | 0.30429 | Adjust for haul distance
|  | Small Tools, Water & Sundries | 2.5% of labour + plant |  |  |  | 0.010288 | Traditional allowance
|  | PRIME COST |  |  |  |  | 6.8119
|  | Contractor Overheads | 10% |  |  |  | 0.68119 | Editable allowance
|  | Contractor Profit | 10% |  |  |  | 0.74931 | Editable allowance
|  | RATE PER BOQ UNIT | m |  |  |  | 8.2424 | Excluding VAT
Note | Quantities are standard estimating constants and must be adjusted for specification, method, location and supplier quotations.
DETAILED RATE ANALYSIS — EAST AFRICAN QS FORMAT
Module / Ref | MODULE 2 | 17.16 | [5 empty] | MODULE 2¦17.16
BOQ Item | Finish reveals, jambs, soffits and sills around openings
Unit | m² | Pricing basis | Nairobi, Kenya — Sep 2026 | Currency | USD | VAT | Excluded
No. | Code | Resource Description | Category | Qty / BOQ Unit | Resource Unit | Rate (USD) | Amount (USD) | Remarks
1 | MAT-002 | Ancillary fittings, supports, fixings and connection materials | Material | 0.12 | item | 40.5719 | 4.8686 | East African productivity / consumption constant
2 | MAT-001 | Specified item / equipment (compliance / BIM item) | Material | 0.02 | item | 405.7187 | 8.1144 | Verify supplier/subcontract quotation
3 | LAB-003 | Skilled labourer | Labour | 0.5 | hr | 1.1592 | 0.5796 | East African productivity / consumption constant
4 | LAB-002 | General labourer | Labour | 0.25 | hr | 0.7728 | 0.1932 | East African productivity / consumption constant
5 | PLT-016 | Small tools & consumables (allowance) | Plant & Tools | 0.08 | hr | 0.5796 | 0.046368 | East African productivity / consumption constant
6 | SUB-001 | Testing / commissioning allowance | Subcontractor | 0 | item | 193.1994 | 0 | Verify supplier/subcontract quotation
|  | Materials Total |  |  |  |  | 12.983
|  | Labour Total |  |  |  |  | 0.7728
|  | Plant & Subcontract Total |  |  |  |  | 0.046368
|  | Direct Resource Cost |  |  |  |  | 13.8022
|  | Transport / Carriage | 5% of materials |  |  |  | 0.64915 | Adjust for haul distance
|  | Small Tools, Water & Sundries | 2.5% of labour + plant |  |  |  | 0.020479 | Traditional allowance
|  | PRIME COST |  |  |  |  | 14.4718
|  | Contractor Overheads | 10% |  |  |  | 1.4472 | Editable allowance
|  | Contractor Profit | 10% |  |  |  | 1.5919 | Editable allowance
|  | RATE PER BOQ UNIT | m² |  |  |  | 17.5109 | Excluding VAT
Note | Quantities are standard estimating constants and must be adjusted for specification, method, location and supplier quotations.
DETAILED RATE ANALYSIS — EAST AFRICAN QS FORMAT
Module / Ref | MODULE 2 | 17.17 | [5 empty] | MODULE 2¦17.17
BOQ Item | Apply paint to the complete measured plastered reveal area
Unit | m² | Pricing basis | Nairobi, Kenya — Sep 2026 | Currency | USD | VAT | Excluded
No. | Code | Resource Description | Category | Qty / BOQ Unit | Resource Unit | Rate (USD) | Amount (USD) | Remarks
1 | MAT-003 | Cement, OPC (50kg bag) | Material | 0.15 | bag | 6.2886 | 0.9433 | East African productivity / consumption constant
2 | MAT-005 | Sand, fine aggregate | Material | 0.02 | m³ | 18.6631 | 0.37326 | East African productivity / consumption constant
3 | LAB-008 | Plasterer | Labour | 0.5 | hr | 1.5456 | 0.7728 | East African productivity / consumption constant
4 | LAB-002 | General labourer | Labour | 0.3 | hr | 0.7728 | 0.23184 | East African productivity / consumption constant
5 | PLT-002 | Concrete mixer, small | Plant & Tools | 0.01 | day | 61.8238 | 0.61824 | East African productivity / consumption constant
6 | MAT-002 | Ancillary fittings, supports, fixings and connection materials | Material | 0.01 | item | 40.5719 | 0.40572 | East African productivity / consumption constant
|  | Materials Total |  |  |  |  | 1.7223
|  | Labour Total |  |  |  |  | 1.0046
|  | Plant & Subcontract Total |  |  |  |  | 0.61824
|  | Direct Resource Cost |  |  |  |  | 3.3452
|  | Transport / Carriage | 5% of materials |  |  |  | 0.086114 | Adjust for haul distance
|  | Small Tools, Water & Sundries | 2.5% of labour + plant |  |  |  | 0.040572 | Traditional allowance
|  | PRIME COST |  |  |  |  | 3.4718
|  | Contractor Overheads | 10% |  |  |  | 0.34718 | Editable allowance
|  | Contractor Profit | 10% |  |  |  | 0.3819 | Editable allowance
|  | RATE PER BOQ UNIT | m² |  |  |  | 4.2009 | Excluding VAT
Note | Quantities are standard estimating constants and must be adjusted for specification, method, location and supplier quotations.
DETAILED RATE ANALYSIS — EAST AFRICAN QS FORMAT
Module / Ref | MODULE 2 | 18.01 | [5 empty] | MODULE 2¦18.01
BOQ Item | Supply and install suspended mineral-fibre tile ceiling, including grid and suspension
Unit | m² | Pricing basis | Nairobi, Kenya — Sep 2026 | Currency | USD | VAT | Excluded
No. | Code | Resource Description | Category | Qty / BOQ Unit | Resource Unit | Rate (USD) | Amount (USD) | Remarks
1 | MAT-017 | Ceramic floor tiles | Material | 1.1 | m² | 17.8516 | 19.6368 | East African productivity / consumption constant
2 | MAT-003 | Cement, OPC (50kg bag) | Material | 0.1 | bag | 6.2886 | 0.62886 | East African productivity / consumption constant
3 | LAB-012 | Tiler | Labour | 0.5 | hr | 1.5456 | 0.7728 | East African productivity / consumption constant
4 | LAB-002 | General labourer | Labour | 0.2 | hr | 0.7728 | 0.15456 | East African productivity / consumption constant
5 | PLT-016 | Small tools & consumables (allowance) | Plant & Tools | 0.05 | hr | 0.5796 | 0.02898 | East African productivity / consumption constant
6 | MAT-002 | Ancillary fittings, supports, fixings and connection materials | Material | 0.02 | item | 40.5719 | 0.81144 | East African productivity / consumption constant
|  | Materials Total |  |  |  |  | 21.0771
|  | Labour Total |  |  |  |  | 0.92736
|  | Plant & Subcontract Total |  |  |  |  | 0.02898
|  | Direct Resource Cost |  |  |  |  | 22.0334
|  | Transport / Carriage | 5% of materials |  |  |  | 1.0539 | Adjust for haul distance
|  | Small Tools, Water & Sundries | 2.5% of labour + plant |  |  |  | 0.023908 | Traditional allowance
|  | PRIME COST |  |  |  |  | 23.1112
|  | Contractor Overheads | 10% |  |  |  | 2.3111 | Editable allowance
|  | Contractor Profit | 10% |  |  |  | 2.5422 | Editable allowance
|  | RATE PER BOQ UNIT | m² |  |  |  | 27.9645 | Excluding VAT
Note | Quantities are standard estimating constants and must be adjusted for specification, method, location and supplier quotations.
DETAILED RATE ANALYSIS — EAST AFRICAN QS FORMAT
Module / Ref | MODULE 2 | 18.02 | [5 empty] | MODULE 2¦18.02
BOQ Item | Supply and install metal tile or linear metal ceiling, including grid and suspension
Unit | m² | Pricing basis | Nairobi, Kenya — Sep 2026 | Currency | USD | VAT | Excluded
No. | Code | Resource Description | Category | Qty / BOQ Unit | Resource Unit | Rate (USD) | Amount (USD) | Remarks
1 | MAT-017 | Ceramic floor tiles | Material | 1.1 | m² | 17.8516 | 19.6368 | East African productivity / consumption constant
2 | MAT-003 | Cement, OPC (50kg bag) | Material | 0.1 | bag | 6.2886 | 0.62886 | East African productivity / consumption constant
3 | LAB-012 | Tiler | Labour | 0.5 | hr | 1.5456 | 0.7728 | East African productivity / consumption constant
4 | LAB-002 | General labourer | Labour | 0.2 | hr | 0.7728 | 0.15456 | East African productivity / consumption constant
5 | PLT-016 | Small tools & consumables (allowance) | Plant & Tools | 0.05 | hr | 0.5796 | 0.02898 | East African productivity / consumption constant
6 | MAT-002 | Ancillary fittings, supports, fixings and connection materials | Material | 0.02 | item | 40.5719 | 0.81144 | East African productivity / consumption constant
|  | Materials Total |  |  |  |  | 21.0771
|  | Labour Total |  |  |  |  | 0.92736
|  | Plant & Subcontract Total |  |  |  |  | 0.02898
|  | Direct Resource Cost |  |  |  |  | 22.0334
|  | Transport / Carriage | 5% of materials |  |  |  | 1.0539 | Adjust for haul distance
|  | Small Tools, Water & Sundries | 2.5% of labour + plant |  |  |  | 0.023908 | Traditional allowance
|  | PRIME COST |  |  |  |  | 23.1112
|  | Contractor Overheads | 10% |  |  |  | 2.3111 | Editable allowance
|  | Contractor Profit | 10% |  |  |  | 2.5422 | Editable allowance
|  | RATE PER BOQ UNIT | m² |  |  |  | 27.9645 | Excluding VAT
Note | Quantities are standard estimating constants and must be adjusted for specification, method, location and supplier quotations.
DETAILED RATE ANALYSIS — EAST AFRICAN QS FORMAT
Module / Ref | MODULE 2 | 18.03 | [5 empty] | MODULE 2¦18.03
BOQ Item | Supply and install acoustic ceiling panels or rafts
Unit | m² | Pricing basis | Nairobi, Kenya — Sep 2026 | Currency | USD | VAT | Excluded
No. | Code | Resource Description | Category | Qty / BOQ Unit | Resource Unit | Rate (USD) | Amount (USD) | Remarks
1 | MAT-043 | Acoustic wall/ceiling panel | Material | 1.05 | m² | 52.7434 | 55.3806 | East African productivity / consumption constant
2 | MAT-002 | Ancillary fittings, supports, fixings and connection materials | Material | 0.05 | item | 40.5719 | 2.0286 | East African productivity / consumption constant
3 | LAB-025 | Ceiling/partition fixer | Labour | 0.6 | hr | 2.1252 | 1.2751 | East African productivity / consumption constant
4 | LAB-002 | General labourer | Labour | 0.2 | hr | 0.7728 | 0.15456 | East African productivity / consumption constant
5 | PLT-020 | Scissor lift / MEWP | Plant & Tools | 0.01 | day | 154.5595 | 1.5456 | East African productivity / consumption constant
6 | SUB-015 | AV/PA installation and commissioning | Subcontractor | 0.01 | item | 3091.1901 | 30.9119 | Verify supplier/subcontract quotation
|  | Materials Total |  |  |  |  | 57.4092
|  | Labour Total |  |  |  |  | 1.4297
|  | Plant & Subcontract Total |  |  |  |  | 32.4575
|  | Direct Resource Cost |  |  |  |  | 91.2964
|  | Transport / Carriage | 5% of materials |  |  |  | 2.8705 | Adjust for haul distance
|  | Small Tools, Water & Sundries | 2.5% of labour + plant |  |  |  | 0.84718 | Traditional allowance
|  | PRIME COST |  |  |  |  | 95.014
|  | Contractor Overheads | 10% |  |  |  | 9.5014 | Editable allowance
|  | Contractor Profit | 10% |  |  |  | 10.4515 | Editable allowance
|  | RATE PER BOQ UNIT | m² |  |  |  | 114.9669 | Excluding VAT
Note | Quantities are standard estimating constants and must be adjusted for specification, method, location and supplier quotations.
DETAILED RATE ANALYSIS — EAST AFRICAN QS FORMAT
Module / Ref | MODULE 2 | 18.04 | [5 empty] | MODULE 2¦18.04
BOQ Item | Supply and install suspended acoustic baffles
Unit | nr | Pricing basis | Nairobi, Kenya — Sep 2026 | Currency | USD | VAT | Excluded
No. | Code | Resource Description | Category | Qty / BOQ Unit | Resource Unit | Rate (USD) | Amount (USD) | Remarks
1 | MAT-117 | Complete ironmongery set | Material | 1 | set | 146.0587 | 146.0587 | Discipline-specific East African resource allowance
2 | MAT-002 | Ancillary fittings, supports, fixings and connection materials | Material | 0.1 | item | 40.5719 | 4.0572 | Discipline-specific East African resource allowance
3 | LAB-005 | Carpenter / joiner | Labour | 2 | hr | 1.7388 | 3.4776 | Discipline-specific East African resource allowance
4 | LAB-002 | General labourer | Labour | 1 | hr | 0.7728 | 0.7728 | Discipline-specific East African resource allowance
5 | PLT-016 | Small tools & consumables (allowance) | Plant & Tools | 0.05 | hr | 0.5796 | 0.02898 | Discipline-specific East African resource allowance
6 | SUB-017 | Specialist joinery installation | Subcontractor | 0.005 | item | 1391.0355 | 6.9552 | Discipline provisional allowance — verify quotation
|  | Materials Total |  |  |  |  | 150.1159
|  | Labour Total |  |  |  |  | 4.2504
|  | Plant & Subcontract Total |  |  |  |  | 6.9842
|  | Direct Resource Cost |  |  |  |  | 161.3505
|  | Transport / Carriage | 5% of materials |  |  |  | 7.5058 | Adjust for haul distance
|  | Small Tools, Water & Sundries | 2.5% of labour + plant |  |  |  | 0.28086 | Traditional allowance
|  | PRIME COST |  |  |  |  | 169.1371
|  | Contractor Overheads | 10% |  |  |  | 16.9137 | Editable allowance
|  | Contractor Profit | 10% |  |  |  | 18.6051 | Editable allowance
|  | RATE PER BOQ UNIT | nr |  |  |  | 204.6559 | Excluding VAT
Note | Quantities are standard estimating constants and must be adjusted for specification, method, location and supplier quotations.
DETAILED RATE ANALYSIS — EAST AFRICAN QS FORMAT
Module / Ref | MODULE 2 | 18.05 | [5 empty] | MODULE 2¦18.05
BOQ Item | Supply and install hygienic or moisture-resistant suspended ceiling system
Unit | m² | Pricing basis | Nairobi, Kenya — Sep 2026 | Currency | USD | VAT | Excluded
No. | Code | Resource Description | Category | Qty / BOQ Unit | Resource Unit | Rate (USD) | Amount (USD) | Remarks
1 | MAT-032 | Gypsum ceiling system | Material | 1.05 | m² | 8.2689 | 8.6824 | East African productivity / consumption constant
2 | MAT-002 | Ancillary fittings, supports, fixings and connection materials | Material | 0.04 | item | 40.5719 | 1.6229 | East African productivity / consumption constant
3 | LAB-025 | Ceiling/partition fixer | Labour | 0.6 | hr | 2.1252 | 1.2751 | East African productivity / consumption constant
4 | LAB-002 | General labourer | Labour | 0.25 | hr | 0.7728 | 0.1932 | East African productivity / consumption constant
5 | PLT-009 | Mobile access tower | Plant & Tools | 0.01 | week | 92.7357 | 0.92736 | East African productivity / consumption constant
6 | SUB-001 | Testing / commissioning allowance | Subcontractor | 0 | item | 193.1994 | 0 | Verify supplier/subcontract quotation
|  | Materials Total |  |  |  |  | 10.3053
|  | Labour Total |  |  |  |  | 1.4683
|  | Plant & Subcontract Total |  |  |  |  | 0.92736
|  | Direct Resource Cost |  |  |  |  | 12.7009
|  | Transport / Carriage | 5% of materials |  |  |  | 0.51526 | Adjust for haul distance
|  | Small Tools, Water & Sundries | 2.5% of labour + plant |  |  |  | 0.059892 | Traditional allowance
|  | PRIME COST |  |  |  |  | 13.2761
|  | Contractor Overheads | 10% |  |  |  | 1.3276 | Editable allowance
|  | Contractor Profit | 10% |  |  |  | 1.4604 | Editable allowance
|  | RATE PER BOQ UNIT | m² |  |  |  | 16.0641 | Excluding VAT
Note | Quantities are standard estimating constants and must be adjusted for specification, method, location and supplier quotations.
DETAILED RATE ANALYSIS — EAST AFRICAN QS FORMAT
Module / Ref | MODULE 2 | 18.06 | [5 empty] | MODULE 2¦18.06
BOQ Item | Construct suspended plasterboard ceiling on metal framing
Unit | m² | Pricing basis | Nairobi, Kenya — Sep 2026 | Currency | USD | VAT | Excluded
No. | Code | Resource Description | Category | Qty / BOQ Unit | Resource Unit | Rate (USD) | Amount (USD) | Remarks
1 | MAT-032 | Gypsum ceiling system | Material | 1.05 | m² | 8.2689 | 8.6824 | East African productivity / consumption constant
2 | MAT-002 | Ancillary fittings, supports, fixings and connection materials | Material | 0.04 | item | 40.5719 | 1.6229 | East African productivity / consumption constant
3 | LAB-025 | Ceiling/partition fixer | Labour | 0.6 | hr | 2.1252 | 1.2751 | East African productivity / consumption constant
4 | LAB-002 | General labourer | Labour | 0.25 | hr | 0.7728 | 0.1932 | East African productivity / consumption constant
5 | PLT-009 | Mobile access tower | Plant & Tools | 0.01 | week | 92.7357 | 0.92736 | East African productivity / consumption constant
6 | SUB-001 | Testing / commissioning allowance | Subcontractor | 0 | item | 193.1994 | 0 | Verify supplier/subcontract quotation
|  | Materials Total |  |  |  |  | 10.3053
|  | Labour Total |  |  |  |  | 1.4683
|  | Plant & Subcontract Total |  |  |  |  | 0.92736
|  | Direct Resource Cost |  |  |  |  | 12.7009
|  | Transport / Carriage | 5% of materials |  |  |  | 0.51526 | Adjust for haul distance
|  | Small Tools, Water & Sundries | 2.5% of labour + plant |  |  |  | 0.059892 | Traditional allowance
|  | PRIME COST |  |  |  |  | 13.2761
|  | Contractor Overheads | 10% |  |  |  | 1.3276 | Editable allowance
|  | Contractor Profit | 10% |  |  |  | 1.4604 | Editable allowance
|  | RATE PER BOQ UNIT | m² |  |  |  | 16.0641 | Excluding VAT
Note | Quantities are standard estimating constants and must be adjusted for specification, method, location and supplier quotations.
DETAILED RATE ANALYSIS — EAST AFRICAN QS FORMAT
Module / Ref | MODULE 2 | 18.07 | [5 empty] | MODULE 2¦18.07
BOQ Item | Construct fire-rated plasterboard ceiling to specified resistance
Unit | m² | Pricing basis | Nairobi, Kenya — Sep 2026 | Currency | USD | VAT | Excluded
No. | Code | Resource Description | Category | Qty / BOQ Unit | Resource Unit | Rate (USD) | Amount (USD) | Remarks
1 | MAT-032 | Gypsum ceiling system | Material | 1.05 | m² | 8.2689 | 8.6824 | East African productivity / consumption constant
2 | MAT-002 | Ancillary fittings, supports, fixings and connection materials | Material | 0.04 | item | 40.5719 | 1.6229 | East African productivity / consumption constant
3 | LAB-025 | Ceiling/partition fixer | Labour | 0.6 | hr | 2.1252 | 1.2751 | East African productivity / consumption constant
4 | LAB-002 | General labourer | Labour | 0.25 | hr | 0.7728 | 0.1932 | East African productivity / consumption constant
5 | PLT-009 | Mobile access tower | Plant & Tools | 0.01 | week | 92.7357 | 0.92736 | East African productivity / consumption constant
6 | SUB-001 | Testing / commissioning allowance | Subcontractor | 0 | item | 193.1994 | 0 | Verify supplier/subcontract quotation
|  | Materials Total |  |  |  |  | 10.3053
|  | Labour Total |  |  |  |  | 1.4683
|  | Plant & Subcontract Total |  |  |  |  | 0.92736
|  | Direct Resource Cost |  |  |  |  | 12.7009
|  | Transport / Carriage | 5% of materials |  |  |  | 0.51526 | Adjust for haul distance
|  | Small Tools, Water & Sundries | 2.5% of labour + plant |  |  |  | 0.059892 | Traditional allowance
|  | PRIME COST |  |  |  |  | 13.2761
|  | Contractor Overheads | 10% |  |  |  | 1.3276 | Editable allowance
|  | Contractor Profit | 10% |  |  |  | 1.4604 | Editable allowance
|  | RATE PER BOQ UNIT | m² |  |  |  | 16.0641 | Excluding VAT
Note | Quantities are standard estimating constants and must be adjusted for specification, method, location and supplier quotations.
DETAILED RATE ANALYSIS — EAST AFRICAN QS FORMAT
Module / Ref | MODULE 2 | 18.08 | [5 empty] | MODULE 2¦18.08
BOQ Item | Construct moisture-resistant plasterboard ceiling
Unit | m² | Pricing basis | Nairobi, Kenya — Sep 2026 | Currency | USD | VAT | Excluded
No. | Code | Resource Description | Category | Qty / BOQ Unit | Resource Unit | Rate (USD) | Amount (USD) | Remarks
1 | MAT-032 | Gypsum ceiling system | Material | 1.05 | m² | 8.2689 | 8.6824 | East African productivity / consumption constant
2 | MAT-002 | Ancillary fittings, supports, fixings and connection materials | Material | 0.04 | item | 40.5719 | 1.6229 | East African productivity / consumption constant
3 | LAB-025 | Ceiling/partition fixer | Labour | 0.6 | hr | 2.1252 | 1.2751 | East African productivity / consumption constant
4 | LAB-002 | General labourer | Labour | 0.25 | hr | 0.7728 | 0.1932 | East African productivity / consumption constant
5 | PLT-009 | Mobile access tower | Plant & Tools | 0.01 | week | 92.7357 | 0.92736 | East African productivity / consumption constant
6 | SUB-001 | Testing / commissioning allowance | Subcontractor | 0 | item | 193.1994 | 0 | Verify supplier/subcontract quotation
|  | Materials Total |  |  |  |  | 10.3053
|  | Labour Total |  |  |  |  | 1.4683
|  | Plant & Subcontract Total |  |  |  |  | 0.92736
|  | Direct Resource Cost |  |  |  |  | 12.7009
|  | Transport / Carriage | 5% of materials |  |  |  | 0.51526 | Adjust for haul distance
|  | Small Tools, Water & Sundries | 2.5% of labour + plant |  |  |  | 0.059892 | Traditional allowance
|  | PRIME COST |  |  |  |  | 13.2761
|  | Contractor Overheads | 10% |  |  |  | 1.3276 | Editable allowance
|  | Contractor Profit | 10% |  |  |  | 1.4604 | Editable allowance
|  | RATE PER BOQ UNIT | m² |  |  |  | 16.0641 | Excluding VAT
Note | Quantities are standard estimating constants and must be adjusted for specification, method, location and supplier quotations.
DETAILED RATE ANALYSIS — EAST AFRICAN QS FORMAT
Module / Ref | MODULE 2 | 18.09 | [5 empty] | MODULE 2¦18.09
BOQ Item | Apply paint finish to the complete plasterboard ceiling surface
Unit | m² | Pricing basis | Nairobi, Kenya — Sep 2026 | Currency | USD | VAT | Excluded
No. | Code | Resource Description | Category | Qty / BOQ Unit | Resource Unit | Rate (USD) | Amount (USD) | Remarks
1 | MAT-032 | Gypsum ceiling system | Material | 1.05 | m² | 8.2689 | 8.6824 | East African productivity / consumption constant
2 | MAT-002 | Ancillary fittings, supports, fixings and connection materials | Material | 0.04 | item | 40.5719 | 1.6229 | East African productivity / consumption constant
3 | LAB-025 | Ceiling/partition fixer | Labour | 0.6 | hr | 2.1252 | 1.2751 | East African productivity / consumption constant
4 | LAB-002 | General labourer | Labour | 0.25 | hr | 0.7728 | 0.1932 | East African productivity / consumption constant
5 | PLT-009 | Mobile access tower | Plant & Tools | 0.01 | week | 92.7357 | 0.92736 | East African productivity / consumption constant
6 | SUB-001 | Testing / commissioning allowance | Subcontractor | 0 | item | 193.1994 | 0 | Verify supplier/subcontract quotation
|  | Materials Total |  |  |  |  | 10.3053
|  | Labour Total |  |  |  |  | 1.4683
|  | Plant & Subcontract Total |  |  |  |  | 0.92736
|  | Direct Resource Cost |  |  |  |  | 12.7009
|  | Transport / Carriage | 5% of materials |  |  |  | 0.51526 | Adjust for haul distance
|  | Small Tools, Water & Sundries | 2.5% of labour + plant |  |  |  | 0.059892 | Traditional allowance
|  | PRIME COST |  |  |  |  | 13.2761
|  | Contractor Overheads | 10% |  |  |  | 1.3276 | Editable allowance
|  | Contractor Profit | 10% |  |  |  | 1.4604 | Editable allowance
|  | RATE PER BOQ UNIT | m² |  |  |  | 16.0641 | Excluding VAT
Note | Quantities are standard estimating constants and must be adjusted for specification, method, location and supplier quotations.
DETAILED RATE ANALYSIS — EAST AFRICAN QS FORMAT
Module / Ref | MODULE 2 | 18.1 | [5 empty] | MODULE 2¦18.1
BOQ Item | Form plasterboard bulkheads, vertical fascias, upstands or changes in ceiling level
Unit | m² | Pricing basis | Nairobi, Kenya — Sep 2026 | Currency | USD | VAT | Excluded
No. | Code | Resource Description | Category | Qty / BOQ Unit | Resource Unit | Rate (USD) | Amount (USD) | Remarks
1 | MAT-149 | Microphone / DI box / stand | Material | 1 | nr | 198.9954 | 198.9954 | Specific East African resource constant
2 | MAT-135 | Copper/fibre patch lead | Material | 1 | nr | 12.1716 | 12.1716 | Specific East African resource constant
3 | LAB-019 | ELV/ICT/security technician | Labour | 0.8 | hr | 2.7048 | 2.1638 | Specific East African resource constant
4 | LAB-002 | General labourer | Labour | 0.2 | hr | 0.7728 | 0.15456 | Specific East African resource constant
5 | PLT-018 | Electrical/ICT test instruments | Plant & Tools | 0.02 | day | 38.6399 | 0.7728 | Specific East African resource constant
6 | SUB-015 | AV/PA installation and commissioning | Subcontractor | 0.002 | item | 3091.1901 | 6.1824 | Verify local quotation / authority charge
|  | Materials Total |  |  |  |  | 211.1669
|  | Labour Total |  |  |  |  | 2.3184
|  | Plant & Subcontract Total |  |  |  |  | 6.9552
|  | Direct Resource Cost |  |  |  |  | 220.4405
|  | Transport / Carriage | 5% of materials |  |  |  | 10.5583 | Adjust for haul distance
|  | Small Tools, Water & Sundries | 2.5% of labour + plant |  |  |  | 0.23184 | Traditional allowance
|  | PRIME COST |  |  |  |  | 231.2307
|  | Contractor Overheads | 10% |  |  |  | 23.1231 | Editable allowance
|  | Contractor Profit | 10% |  |  |  | 25.4354 | Editable allowance
|  | RATE PER BOQ UNIT | m² |  |  |  | 279.7891 | Excluding VAT
Note | Quantities are standard estimating constants and must be adjusted for specification, method, location and supplier quotations.
DETAILED RATE ANALYSIS — EAST AFRICAN QS FORMAT
Module / Ref | MODULE 2 | 18.11 | [5 empty] | MODULE 2¦18.11
BOQ Item | Apply paint finish to all measured bulkhead and fascia surfaces
Unit | m² | Pricing basis | Nairobi, Kenya — Sep 2026 | Currency | USD | VAT | Excluded
No. | Code | Resource Description | Category | Qty / BOQ Unit | Resource Unit | Rate (USD) | Amount (USD) | Remarks
1 | MAT-018 | Emulsion paint | Material | 0.22 | litre | 5.2743 | 1.1604 | East African productivity / consumption constant
2 | MAT-002 | Ancillary fittings, supports, fixings and connection materials | Material | 0.015 | item | 40.5719 | 0.60858 | East African productivity / consumption constant
3 | LAB-009 | Painter & decorator | Labour | 0.4 | hr | 1.3524 | 0.54096 | East African productivity / consumption constant
4 | LAB-002 | General labourer | Labour | 0.1 | hr | 0.7728 | 0.07728 | East African productivity / consumption constant
5 | PLT-016 | Small tools & consumables (allowance) | Plant & Tools | 0.05 | hr | 0.5796 | 0.02898 | East African productivity / consumption constant
6 | SUB-001 | Testing / commissioning allowance | Subcontractor | 0 | item | 193.1994 | 0 | Verify supplier/subcontract quotation
|  | Materials Total |  |  |  |  | 1.7689
|  | Labour Total |  |  |  |  | 0.61824
|  | Plant & Subcontract Total |  |  |  |  | 0.02898
|  | Direct Resource Cost |  |  |  |  | 2.4162
|  | Transport / Carriage | 5% of materials |  |  |  | 0.088447 | Adjust for haul distance
|  | Small Tools, Water & Sundries | 2.5% of labour + plant |  |  |  | 0.01618 | Traditional allowance
|  | PRIME COST |  |  |  |  | 2.5208
|  | Contractor Overheads | 10% |  |  |  | 0.25208 | Editable allowance
|  | Contractor Profit | 10% |  |  |  | 0.27729 | Editable allowance
|  | RATE PER BOQ UNIT | m² |  |  |  | 3.0501 | Excluding VAT
Note | Quantities are standard estimating constants and must be adjusted for specification, method, location and supplier quotations.
DETAILED RATE ANALYSIS — EAST AFRICAN QS FORMAT
Module / Ref | MODULE 2 | 18.12 | [5 empty] | MODULE 2¦18.12
BOQ Item | Form recessed ceiling margins, lighting troughs or shadow gaps
Unit | m | Pricing basis | Nairobi, Kenya — Sep 2026 | Currency | USD | VAT | Excluded
No. | Code | Resource Description | Category | Qty / BOQ Unit | Resource Unit | Rate (USD) | Amount (USD) | Remarks
1 | MAT-002 | Ancillary fittings, supports, fixings and connection materials | Material | 0.05 | item | 40.5719 | 2.0286 | East African productivity / consumption constant
2 | MAT-001 | Specified item / equipment (compliance / BIM item) | Material | 0.01 | item | 405.7187 | 4.0572 | Verify supplier/subcontract quotation
3 | LAB-003 | Skilled labourer | Labour | 0.25 | hr | 1.1592 | 0.2898 | East African productivity / consumption constant
4 | LAB-002 | General labourer | Labour | 0.12 | hr | 0.7728 | 0.092736 | East African productivity / consumption constant
5 | PLT-016 | Small tools & consumables (allowance) | Plant & Tools | 0.05 | hr | 0.5796 | 0.02898 | East African productivity / consumption constant
6 | SUB-001 | Testing / commissioning allowance | Subcontractor | 0 | item | 193.1994 | 0 | Verify supplier/subcontract quotation
|  | Materials Total |  |  |  |  | 6.0858
|  | Labour Total |  |  |  |  | 0.38253
|  | Plant & Subcontract Total |  |  |  |  | 0.02898
|  | Direct Resource Cost |  |  |  |  | 6.4973
|  | Transport / Carriage | 5% of materials |  |  |  | 0.30429 | Adjust for haul distance
|  | Small Tools, Water & Sundries | 2.5% of labour + plant |  |  |  | 0.010288 | Traditional allowance
|  | PRIME COST |  |  |  |  | 6.8119
|  | Contractor Overheads | 10% |  |  |  | 0.68119 | Editable allowance
|  | Contractor Profit | 10% |  |  |  | 0.74931 | Editable allowance
|  | RATE PER BOQ UNIT | m |  |  |  | 8.2424 | Excluding VAT
Note | Quantities are standard estimating constants and must be adjusted for specification, method, location and supplier quotations.
DETAILED RATE ANALYSIS — EAST AFRICAN QS FORMAT
Module / Ref | MODULE 2 | 18.13 | [5 empty] | MODULE 2¦18.13
BOQ Item | Provide proprietary ceiling access hatch, including frame and matching finish
Unit | nr | Pricing basis | Nairobi, Kenya — Sep 2026 | Currency | USD | VAT | Excluded
No. | Code | Resource Description | Category | Qty / BOQ Unit | Resource Unit | Rate (USD) | Amount (USD) | Remarks
1 | MAT-117 | Complete ironmongery set | Material | 1 | set | 146.0587 | 146.0587 | Discipline-specific East African resource allowance
2 | MAT-002 | Ancillary fittings, supports, fixings and connection materials | Material | 0.1 | item | 40.5719 | 4.0572 | Discipline-specific East African resource allowance
3 | LAB-005 | Carpenter / joiner | Labour | 2 | hr | 1.7388 | 3.4776 | Discipline-specific East African resource allowance
4 | LAB-002 | General labourer | Labour | 1 | hr | 0.7728 | 0.7728 | Discipline-specific East African resource allowance
5 | PLT-016 | Small tools & consumables (allowance) | Plant & Tools | 0.05 | hr | 0.5796 | 0.02898 | Discipline-specific East African resource allowance
6 | SUB-017 | Specialist joinery installation | Subcontractor | 0.005 | item | 1391.0355 | 6.9552 | Discipline provisional allowance — verify quotation
|  | Materials Total |  |  |  |  | 150.1159
|  | Labour Total |  |  |  |  | 4.2504
|  | Plant & Subcontract Total |  |  |  |  | 6.9842
|  | Direct Resource Cost |  |  |  |  | 161.3505
|  | Transport / Carriage | 5% of materials |  |  |  | 7.5058 | Adjust for haul distance
|  | Small Tools, Water & Sundries | 2.5% of labour + plant |  |  |  | 0.28086 | Traditional allowance
|  | PRIME COST |  |  |  |  | 169.1371
|  | Contractor Overheads | 10% |  |  |  | 16.9137 | Editable allowance
|  | Contractor Profit | 10% |  |  |  | 18.6051 | Editable allowance
|  | RATE PER BOQ UNIT | nr |  |  |  | 204.6559 | Excluding VAT
Note | Quantities are standard estimating constants and must be adjusted for specification, method, location and supplier quotations.
DETAILED RATE ANALYSIS — EAST AFRICAN QS FORMAT
Module / Ref | MODULE 2 | 18.14 | [5 empty] | MODULE 2¦18.14
BOQ Item | Provide ceiling perimeter angle, trim or shadow-gap profile
Unit | m | Pricing basis | Nairobi, Kenya — Sep 2026 | Currency | USD | VAT | Excluded
No. | Code | Resource Description | Category | Qty / BOQ Unit | Resource Unit | Rate (USD) | Amount (USD) | Remarks
1 | MAT-002 | Ancillary fittings, supports, fixings and connection materials | Material | 0.05 | item | 40.5719 | 2.0286 | East African productivity / consumption constant
2 | MAT-001 | Specified item / equipment (compliance / BIM item) | Material | 0.01 | item | 405.7187 | 4.0572 | Verify supplier/subcontract quotation
3 | LAB-003 | Skilled labourer | Labour | 0.25 | hr | 1.1592 | 0.2898 | East African productivity / consumption constant
4 | LAB-002 | General labourer | Labour | 0.12 | hr | 0.7728 | 0.092736 | East African productivity / consumption constant
5 | PLT-016 | Small tools & consumables (allowance) | Plant & Tools | 0.05 | hr | 0.5796 | 0.02898 | East African productivity / consumption constant
6 | SUB-001 | Testing / commissioning allowance | Subcontractor | 0 | item | 193.1994 | 0 | Verify supplier/subcontract quotation
|  | Materials Total |  |  |  |  | 6.0858
|  | Labour Total |  |  |  |  | 0.38253
|  | Plant & Subcontract Total |  |  |  |  | 0.02898
|  | Direct Resource Cost |  |  |  |  | 6.4973
|  | Transport / Carriage | 5% of materials |  |  |  | 0.30429 | Adjust for haul distance
|  | Small Tools, Water & Sundries | 2.5% of labour + plant |  |  |  | 0.010288 | Traditional allowance
|  | PRIME COST |  |  |  |  | 6.8119
|  | Contractor Overheads | 10% |  |  |  | 0.68119 | Editable allowance
|  | Contractor Profit | 10% |  |  |  | 0.74931 | Editable allowance
|  | RATE PER BOQ UNIT | m |  |  |  | 8.2424 | Excluding VAT
Note | Quantities are standard estimating constants and must be adjusted for specification, method, location and supplier quotations.
DETAILED RATE ANALYSIS — EAST AFRICAN QS FORMAT
Module / Ref | MODULE 2 | 18.15 | [5 empty] | MODULE 2¦18.15
BOQ Item | Form openings in ceiling for lighting, diffusers, detectors, speakers or services
Unit | nr | Pricing basis | Nairobi, Kenya — Sep 2026 | Currency | USD | VAT | Excluded
No. | Code | Resource Description | Category | Qty / BOQ Unit | Resource Unit | Rate (USD) | Amount (USD) | Remarks
1 | MAT-060 | LED light fitting | Material | 1 | nr | 20.2859 | 20.2859 | East African productivity / consumption constant
2 | MAT-022 | Electrical cable, 2.5mm² | Material | 3 | m | 0.81144 | 2.4343 | East African productivity / consumption constant
3 | LAB-010 | Electrician | Labour | 1.2 | hr | 2.5116 | 3.0139 | East African productivity / consumption constant
4 | LAB-002 | General labourer | Labour | 0.3 | hr | 0.7728 | 0.23184 | East African productivity / consumption constant
5 | PLT-018 | Electrical/ICT test instruments | Plant & Tools | 0.02 | day | 38.6399 | 0.7728 | East African productivity / consumption constant
6 | SUB-006 | Electrical installation | Subcontractor | 0 | item | 4636.7852 | 0 | Verify supplier/subcontract quotation
|  | Materials Total |  |  |  |  | 22.7202
|  | Labour Total |  |  |  |  | 3.2457
|  | Plant & Subcontract Total |  |  |  |  | 0.7728
|  | Direct Resource Cost |  |  |  |  | 26.7388
|  | Transport / Carriage | 5% of materials |  |  |  | 1.136 | Adjust for haul distance
|  | Small Tools, Water & Sundries | 2.5% of labour + plant |  |  |  | 0.10046 | Traditional allowance
|  | PRIME COST |  |  |  |  | 27.9753
|  | Contractor Overheads | 10% |  |  |  | 2.7975 | Editable allowance
|  | Contractor Profit | 10% |  |  |  | 3.0773 | Editable allowance
|  | RATE PER BOQ UNIT | nr |  |  |  | 33.8501 | Excluding VAT
Note | Quantities are standard estimating constants and must be adjusted for specification, method, location and supplier quotations.
DETAILED RATE ANALYSIS — EAST AFRICAN QS FORMAT
Module / Ref | MODULE 2 | 18.16 | [5 empty] | MODULE 2¦18.16
BOQ Item | Apply paint finish to exposed structural soffit
Unit | m² | Pricing basis | Nairobi, Kenya — Sep 2026 | Currency | USD | VAT | Excluded
No. | Code | Resource Description | Category | Qty / BOQ Unit | Resource Unit | Rate (USD) | Amount (USD) | Remarks
1 | MAT-018 | Emulsion paint | Material | 0.22 | litre | 5.2743 | 1.1604 | East African productivity / consumption constant
2 | MAT-002 | Ancillary fittings, supports, fixings and connection materials | Material | 0.015 | item | 40.5719 | 0.60858 | East African productivity / consumption constant
3 | LAB-009 | Painter & decorator | Labour | 0.4 | hr | 1.3524 | 0.54096 | East African productivity / consumption constant
4 | LAB-002 | General labourer | Labour | 0.1 | hr | 0.7728 | 0.07728 | East African productivity / consumption constant
5 | PLT-016 | Small tools & consumables (allowance) | Plant & Tools | 0.05 | hr | 0.5796 | 0.02898 | East African productivity / consumption constant
6 | SUB-001 | Testing / commissioning allowance | Subcontractor | 0 | item | 193.1994 | 0 | Verify supplier/subcontract quotation
|  | Materials Total |  |  |  |  | 1.7689
|  | Labour Total |  |  |  |  | 0.61824
|  | Plant & Subcontract Total |  |  |  |  | 0.02898
|  | Direct Resource Cost |  |  |  |  | 2.4162
|  | Transport / Carriage | 5% of materials |  |  |  | 0.088447 | Adjust for haul distance
|  | Small Tools, Water & Sundries | 2.5% of labour + plant |  |  |  | 0.01618 | Traditional allowance
|  | PRIME COST |  |  |  |  | 2.5208
|  | Contractor Overheads | 10% |  |  |  | 0.25208 | Editable allowance
|  | Contractor Profit | 10% |  |  |  | 0.27729 | Editable allowance
|  | RATE PER BOQ UNIT | m² |  |  |  | 3.0501 | Excluding VAT
Note | Quantities are standard estimating constants and must be adjusted for specification, method, location and supplier quotations.
DETAILED RATE ANALYSIS — EAST AFRICAN QS FORMAT
Module / Ref | MODULE 2 | 18.17 | [5 empty] | MODULE 2¦18.17
BOQ Item | Provide acoustic or thermal insulation over the entire suspended-ceiling area
Unit | m² | Pricing basis | Nairobi, Kenya — Sep 2026 | Currency | USD | VAT | Excluded
No. | Code | Resource Description | Category | Qty / BOQ Unit | Resource Unit | Rate (USD) | Amount (USD) | Remarks
1 | MAT-002 | Ancillary fittings, supports, fixings and connection materials | Material | 0.12 | item | 40.5719 | 4.8686 | East African productivity / consumption constant
2 | MAT-001 | Specified item / equipment (compliance / BIM item) | Material | 0.02 | item | 405.7187 | 8.1144 | Verify supplier/subcontract quotation
3 | LAB-003 | Skilled labourer | Labour | 0.5 | hr | 1.1592 | 0.5796 | East African productivity / consumption constant
4 | LAB-002 | General labourer | Labour | 0.25 | hr | 0.7728 | 0.1932 | East African productivity / consumption constant
5 | PLT-016 | Small tools & consumables (allowance) | Plant & Tools | 0.08 | hr | 0.5796 | 0.046368 | East African productivity / consumption constant
6 | SUB-001 | Testing / commissioning allowance | Subcontractor | 0 | item | 193.1994 | 0 | Verify supplier/subcontract quotation
|  | Materials Total |  |  |  |  | 12.983
|  | Labour Total |  |  |  |  | 0.7728
|  | Plant & Subcontract Total |  |  |  |  | 0.046368
|  | Direct Resource Cost |  |  |  |  | 13.8022
|  | Transport / Carriage | 5% of materials |  |  |  | 0.64915 | Adjust for haul distance
|  | Small Tools, Water & Sundries | 2.5% of labour + plant |  |  |  | 0.020479 | Traditional allowance
|  | PRIME COST |  |  |  |  | 14.4718
|  | Contractor Overheads | 10% |  |  |  | 1.4472 | Editable allowance
|  | Contractor Profit | 10% |  |  |  | 1.5919 | Editable allowance
|  | RATE PER BOQ UNIT | m² |  |  |  | 17.5109 | Excluding VAT
Note | Quantities are standard estimating constants and must be adjusted for specification, method, location and supplier quotations.
DETAILED RATE ANALYSIS — EAST AFRICAN QS FORMAT
Module / Ref | MODULE 3 | 19.01 | [5 empty] | MODULE 3¦19.01
BOQ Item | Excavate drainage trenches to required depth and gradient, including trimming and preparation of formation
Unit | m³ | Pricing basis | Nairobi, Kenya — Sep 2026 | Currency | USD | VAT | Excluded
No. | Code | Resource Description | Category | Qty / BOQ Unit | Resource Unit | Rate (USD) | Amount (USD) | Remarks
1 | MAT-029 | Hardcore / murram fill | Material | 0 | m³ | 18.3617 | 0 | East African productivity / consumption constant
2 | LAB-002 | General labourer | Labour | 0.5 | hr | 0.7728 | 0.3864 | East African productivity / consumption constant
3 | LAB-014 | Site foreman / ganger | Labour | 0.05 | hr | 2.7048 | 0.13524 | East African productivity / consumption constant
4 | PLT-005 | Excavator, tracked 13t | Plant & Tools | 0.025 | day | 282.0711 | 7.0518 | East African productivity / consumption constant
5 | PLT-006 | Dumper, 3t | Plant & Tools | 0.01 | day | 142.9675 | 1.4297 | East African productivity / consumption constant
6 | SUB-001 | Testing / commissioning allowance | Subcontractor | 0 | item | 193.1994 | 0 | Verify supplier/subcontract quotation
|  | Materials Total |  |  |  |  | 0
|  | Labour Total |  |  |  |  | 0.52164
|  | Plant & Subcontract Total |  |  |  |  | 8.4815
|  | Direct Resource Cost |  |  |  |  | 9.0031
|  | Transport / Carriage | 5% of materials |  |  |  | 0 | Adjust for haul distance
|  | Small Tools, Water & Sundries | 2.5% of labour + plant |  |  |  | 0.22508 | Traditional allowance
|  | PRIME COST |  |  |  |  | 9.2282
|  | Contractor Overheads | 10% |  |  |  | 0.92282 | Editable allowance
|  | Contractor Profit | 10% |  |  |  | 1.0151 | Editable allowance
|  | RATE PER BOQ UNIT | m³ |  |  |  | 11.1661 | Excluding VAT
Note | Quantities are standard estimating constants and must be adjusted for specification, method, location and supplier quotations.
DETAILED RATE ANALYSIS — EAST AFRICAN QS FORMAT
Module / Ref | MODULE 3 | 19.02 | [5 empty] | MODULE 3¦19.02
BOQ Item | Cart away and dispose of surplus excavated material off site
Unit | m³ | Pricing basis | Nairobi, Kenya — Sep 2026 | Currency | USD | VAT | Excluded
No. | Code | Resource Description | Category | Qty / BOQ Unit | Resource Unit | Rate (USD) | Amount (USD) | Remarks
1 | MAT-029 | Hardcore / murram fill | Material | 0 | m³ | 18.3617 | 0 | East African productivity / consumption constant
2 | LAB-002 | General labourer | Labour | 0.3 | hr | 0.7728 | 0.23184 | East African productivity / consumption constant
3 | LAB-014 | Site foreman / ganger | Labour | 0.03 | hr | 2.7048 | 0.081144 | East African productivity / consumption constant
4 | PLT-006 | Dumper, 3t | Plant & Tools | 0.08 | day | 142.9675 | 11.4374 | East African productivity / consumption constant
5 | PLT-005 | Excavator, tracked 13t | Plant & Tools | 0.01 | day | 282.0711 | 2.8207 | East African productivity / consumption constant
6 | SUB-001 | Testing / commissioning allowance | Subcontractor | 0 | item | 193.1994 | 0 | Verify supplier/subcontract quotation
|  | Materials Total |  |  |  |  | 0
|  | Labour Total |  |  |  |  | 0.31298
|  | Plant & Subcontract Total |  |  |  |  | 14.2581
|  | Direct Resource Cost |  |  |  |  | 14.5711
|  | Transport / Carriage | 5% of materials |  |  |  | 0 | Adjust for haul distance
|  | Small Tools, Water & Sundries | 2.5% of labour + plant |  |  |  | 0.36428 | Traditional allowance
|  | PRIME COST |  |  |  |  | 14.9354
|  | Contractor Overheads | 10% |  |  |  | 1.4935 | Editable allowance
|  | Contractor Profit | 10% |  |  |  | 1.6429 | Editable allowance
|  | RATE PER BOQ UNIT | m³ |  |  |  | 18.0718 | Excluding VAT
Note | Quantities are standard estimating constants and must be adjusted for specification, method, location and supplier quotations.
DETAILED RATE ANALYSIS — EAST AFRICAN QS FORMAT
Module / Ref | MODULE 3 | 19.03 | [5 empty] | MODULE 3¦19.03
BOQ Item | Supply, place and compact granular bed and surround to buried drainage pipes
Unit | m³ | Pricing basis | Nairobi, Kenya — Sep 2026 | Currency | USD | VAT | Excluded
No. | Code | Resource Description | Category | Qty / BOQ Unit | Resource Unit | Rate (USD) | Amount (USD) | Remarks
1 | MAT-029 | Hardcore / murram fill | Material | 1.1 | m³ | 18.3617 | 20.1978 | East African productivity / consumption constant
2 | MAT-006 | Coarse aggregate / crushed stone | Material | 0.1 | m³ | 16.2287 | 1.6229 | East African productivity / consumption constant
3 | LAB-002 | General labourer | Labour | 0.8 | hr | 0.7728 | 0.61824 | East African productivity / consumption constant
4 | LAB-014 | Site foreman / ganger | Labour | 0.05 | hr | 2.7048 | 0.13524 | East African productivity / consumption constant
5 | PLT-014 | Compaction plate | Plant & Tools | 0.05 | day | 46.3679 | 2.3184 | East African productivity / consumption constant
6 | PLT-006 | Dumper, 3t | Plant & Tools | 0.01 | day | 142.9675 | 1.4297 | East African productivity / consumption constant
|  | Materials Total |  |  |  |  | 21.8207
|  | Labour Total |  |  |  |  | 0.75348
|  | Plant & Subcontract Total |  |  |  |  | 3.7481
|  | Direct Resource Cost |  |  |  |  | 26.3223
|  | Transport / Carriage | 5% of materials |  |  |  | 1.091 | Adjust for haul distance
|  | Small Tools, Water & Sundries | 2.5% of labour + plant |  |  |  | 0.11254 | Traditional allowance
|  | PRIME COST |  |  |  |  | 27.5258
|  | Contractor Overheads | 10% |  |  |  | 2.7526 | Editable allowance
|  | Contractor Profit | 10% |  |  |  | 3.0278 | Editable allowance
|  | RATE PER BOQ UNIT | m³ |  |  |  | 33.3063 | Excluding VAT
Note | Quantities are standard estimating constants and must be adjusted for specification, method, location and supplier quotations.
DETAILED RATE ANALYSIS — EAST AFRICAN QS FORMAT
Module / Ref | MODULE 3 | 19.04 | [5 empty] | MODULE 3¦19.04
BOQ Item | Return, place and compact selected excavated material as trench backfill
Unit | m³ | Pricing basis | Nairobi, Kenya — Sep 2026 | Currency | USD | VAT | Excluded
No. | Code | Resource Description | Category | Qty / BOQ Unit | Resource Unit | Rate (USD) | Amount (USD) | Remarks
1 | MAT-029 | Hardcore / murram fill | Material | 0 | m³ | 18.3617 | 0 | East African productivity / consumption constant
2 | LAB-002 | General labourer | Labour | 0.5 | hr | 0.7728 | 0.3864 | East African productivity / consumption constant
3 | LAB-014 | Site foreman / ganger | Labour | 0.05 | hr | 2.7048 | 0.13524 | East African productivity / consumption constant
4 | PLT-005 | Excavator, tracked 13t | Plant & Tools | 0.025 | day | 282.0711 | 7.0518 | East African productivity / consumption constant
5 | PLT-006 | Dumper, 3t | Plant & Tools | 0.01 | day | 142.9675 | 1.4297 | East African productivity / consumption constant
6 | SUB-001 | Testing / commissioning allowance | Subcontractor | 0 | item | 193.1994 | 0 | Verify supplier/subcontract quotation
|  | Materials Total |  |  |  |  | 0
|  | Labour Total |  |  |  |  | 0.52164
|  | Plant & Subcontract Total |  |  |  |  | 8.4815
|  | Direct Resource Cost |  |  |  |  | 9.0031
|  | Transport / Carriage | 5% of materials |  |  |  | 0 | Adjust for haul distance
|  | Small Tools, Water & Sundries | 2.5% of labour + plant |  |  |  | 0.22508 | Traditional allowance
|  | PRIME COST |  |  |  |  | 9.2282
|  | Contractor Overheads | 10% |  |  |  | 0.92282 | Editable allowance
|  | Contractor Profit | 10% |  |  |  | 1.0151 | Editable allowance
|  | RATE PER BOQ UNIT | m³ |  |  |  | 11.1661 | Excluding VAT
Note | Quantities are standard estimating constants and must be adjusted for specification, method, location and supplier quotations.
DETAILED RATE ANALYSIS — EAST AFRICAN QS FORMAT
Module / Ref | MODULE 3 | 19.05 | [5 empty] | MODULE 3¦19.05
BOQ Item | Supply and lay below-ground foul drainage pipes, including jointing to invert
Unit | m | Pricing basis | Nairobi, Kenya — Sep 2026 | Currency | USD | VAT | Excluded
No. | Code | Resource Description | Category | Qty / BOQ Unit | Resource Unit | Rate (USD) | Amount (USD) | Remarks
1 | MAT-021 | PVC pipe, 110mm | Material | 1.05 | m | 3.4486 | 3.621 | East African productivity / consumption constant
2 | MAT-002 | Ancillary fittings, supports, fixings and connection materials | Material | 0.03 | item | 40.5719 | 1.2172 | East African productivity / consumption constant
3 | LAB-011 | Plumber | Labour | 0.35 | hr | 2.3184 | 0.81144 | East African productivity / consumption constant
4 | LAB-002 | General labourer | Labour | 0.15 | hr | 0.7728 | 0.11592 | East African productivity / consumption constant
5 | PLT-019 | Pipe threading/fusion equipment | Plant & Tools | 0.03 | day | 61.8238 | 1.8547 | East African productivity / consumption constant
6 | SUB-005 | Mechanical / HVAC installation | Subcontractor | 0 | item | 5795.9815 | 0 | Verify supplier/subcontract quotation
|  | Materials Total |  |  |  |  | 4.8382
|  | Labour Total |  |  |  |  | 0.92736
|  | Plant & Subcontract Total |  |  |  |  | 1.8547
|  | Direct Resource Cost |  |  |  |  | 7.6203
|  | Transport / Carriage | 5% of materials |  |  |  | 0.24191 | Adjust for haul distance
|  | Small Tools, Water & Sundries | 2.5% of labour + plant |  |  |  | 0.069552 | Traditional allowance
|  | PRIME COST |  |  |  |  | 7.9317
|  | Contractor Overheads | 10% |  |  |  | 0.79317 | Editable allowance
|  | Contractor Profit | 10% |  |  |  | 0.87249 | Editable allowance
|  | RATE PER BOQ UNIT | m |  |  |  | 9.5974 | Excluding VAT
Note | Quantities are standard estimating constants and must be adjusted for specification, method, location and supplier quotations.
DETAILED RATE ANALYSIS — EAST AFRICAN QS FORMAT
Module / Ref | MODULE 3 | 19.06 | [5 empty] | MODULE 3¦19.06
BOQ Item | Supply and lay below-ground surface-water drainage pipes, including jointing
Unit | m | Pricing basis | Nairobi, Kenya — Sep 2026 | Currency | USD | VAT | Excluded
No. | Code | Resource Description | Category | Qty / BOQ Unit | Resource Unit | Rate (USD) | Amount (USD) | Remarks
1 | MAT-048 | PPR water pipe and fittings | Material | 1.05 | m | 2.4343 | 2.556 | East African productivity / consumption constant
2 | MAT-002 | Ancillary fittings, supports, fixings and connection materials | Material | 0.03 | item | 40.5719 | 1.2172 | East African productivity / consumption constant
3 | LAB-011 | Plumber | Labour | 0.35 | hr | 2.3184 | 0.81144 | East African productivity / consumption constant
4 | LAB-002 | General labourer | Labour | 0.15 | hr | 0.7728 | 0.11592 | East African productivity / consumption constant
5 | PLT-019 | Pipe threading/fusion equipment | Plant & Tools | 0.03 | day | 61.8238 | 1.8547 | East African productivity / consumption constant
6 | SUB-005 | Mechanical / HVAC installation | Subcontractor | 0 | item | 5795.9815 | 0 | Verify supplier/subcontract quotation
|  | Materials Total |  |  |  |  | 3.7732
|  | Labour Total |  |  |  |  | 0.92736
|  | Plant & Subcontract Total |  |  |  |  | 1.8547
|  | Direct Resource Cost |  |  |  |  | 6.5553
|  | Transport / Carriage | 5% of materials |  |  |  | 0.18866 | Adjust for haul distance
|  | Small Tools, Water & Sundries | 2.5% of labour + plant |  |  |  | 0.069552 | Traditional allowance
|  | PRIME COST |  |  |  |  | 6.8135
|  | Contractor Overheads | 10% |  |  |  | 0.68135 | Editable allowance
|  | Contractor Profit | 10% |  |  |  | 0.74948 | Editable allowance
|  | RATE PER BOQ UNIT | m |  |  |  | 8.2443 | Excluding VAT
Note | Quantities are standard estimating constants and must be adjusted for specification, method, location and supplier quotations.
DETAILED RATE ANALYSIS — EAST AFRICAN QS FORMAT
Module / Ref | MODULE 3 | 19.07 | [5 empty] | MODULE 3¦19.07
BOQ Item | Supply and install inspection chambers, including base, chamber rings, cover slab and frame
Unit | nr | Pricing basis | Nairobi, Kenya — Sep 2026 | Currency | USD | VAT | Excluded
No. | Code | Resource Description | Category | Qty / BOQ Unit | Resource Unit | Rate (USD) | Amount (USD) | Remarks
1 | MAT-102 | Precast inspection chamber/manhole | Material | 1 | nr | 973.7249 | 973.7249 | East African productivity / consumption constant
2 | MAT-013 | Cement mortar | Material | 0.05 | m³ | 77.0866 | 3.8543 | East African productivity / consumption constant
3 | LAB-004 | Mason / bricklayer | Labour | 6 | hr | 1.5456 | 9.2736 | East African productivity / consumption constant
4 | LAB-002 | General labourer | Labour | 6 | hr | 0.7728 | 4.6368 | East African productivity / consumption constant
5 | PLT-005 | Excavator, tracked 13t | Plant & Tools | 0.05 | day | 282.0711 | 14.1036 | East African productivity / consumption constant
6 | PLT-016 | Small tools & consumables (allowance) | Plant & Tools | 0.2 | hr | 0.5796 | 0.11592 | East African productivity / consumption constant
|  | Materials Total |  |  |  |  | 977.5792
|  | Labour Total |  |  |  |  | 13.9104
|  | Plant & Subcontract Total |  |  |  |  | 14.2195
|  | Direct Resource Cost |  |  |  |  | 1005.709
|  | Transport / Carriage | 5% of materials |  |  |  | 48.879 | Adjust for haul distance
|  | Small Tools, Water & Sundries | 2.5% of labour + plant |  |  |  | 0.70325 | Traditional allowance
|  | PRIME COST |  |  |  |  | 1055.2912
|  | Contractor Overheads | 10% |  |  |  | 105.5291 | Editable allowance
|  | Contractor Profit | 10% |  |  |  | 116.082 | Editable allowance
|  | RATE PER BOQ UNIT | nr |  |  |  | 1276.9024 | Excluding VAT
Note | Quantities are standard estimating constants and must be adjusted for specification, method, location and supplier quotations.
DETAILED RATE ANALYSIS — EAST AFRICAN QS FORMAT
Module / Ref | MODULE 3 | 19.08 | [5 empty] | MODULE 3¦19.08
BOQ Item | Supply and install proprietary plastic inspection chambers, including cover and frame
Unit | nr | Pricing basis | Nairobi, Kenya — Sep 2026 | Currency | USD | VAT | Excluded
No. | Code | Resource Description | Category | Qty / BOQ Unit | Resource Unit | Rate (USD) | Amount (USD) | Remarks
1 | MAT-102 | Precast inspection chamber/manhole | Material | 1 | nr | 973.7249 | 973.7249 | East African productivity / consumption constant
2 | MAT-013 | Cement mortar | Material | 0.05 | m³ | 77.0866 | 3.8543 | East African productivity / consumption constant
3 | LAB-004 | Mason / bricklayer | Labour | 6 | hr | 1.5456 | 9.2736 | East African productivity / consumption constant
4 | LAB-002 | General labourer | Labour | 6 | hr | 0.7728 | 4.6368 | East African productivity / consumption constant
5 | PLT-005 | Excavator, tracked 13t | Plant & Tools | 0.05 | day | 282.0711 | 14.1036 | East African productivity / consumption constant
6 | PLT-016 | Small tools & consumables (allowance) | Plant & Tools | 0.2 | hr | 0.5796 | 0.11592 | East African productivity / consumption constant
|  | Materials Total |  |  |  |  | 977.5792
|  | Labour Total |  |  |  |  | 13.9104
|  | Plant & Subcontract Total |  |  |  |  | 14.2195
|  | Direct Resource Cost |  |  |  |  | 1005.709
|  | Transport / Carriage | 5% of materials |  |  |  | 48.879 | Adjust for haul distance
|  | Small Tools, Water & Sundries | 2.5% of labour + plant |  |  |  | 0.70325 | Traditional allowance
|  | PRIME COST |  |  |  |  | 1055.2912
|  | Contractor Overheads | 10% |  |  |  | 105.5291 | Editable allowance
|  | Contractor Profit | 10% |  |  |  | 116.082 | Editable allowance
|  | RATE PER BOQ UNIT | nr |  |  |  | 1276.9024 | Excluding VAT
Note | Quantities are standard estimating constants and must be adjusted for specification, method, location and supplier quotations.
DETAILED RATE ANALYSIS — EAST AFRICAN QS FORMAT
Module / Ref | MODULE 3 | 19.09 | [5 empty] | MODULE 3¦19.09
BOQ Item | Supply and install manholes, including base, benching, channels, step irons and cover
Unit | nr | Pricing basis | Nairobi, Kenya — Sep 2026 | Currency | USD | VAT | Excluded
No. | Code | Resource Description | Category | Qty / BOQ Unit | Resource Unit | Rate (USD) | Amount (USD) | Remarks
1 | MAT-102 | Precast inspection chamber/manhole | Material | 1 | nr | 973.7249 | 973.7249 | East African productivity / consumption constant
2 | MAT-013 | Cement mortar | Material | 0.05 | m³ | 77.0866 | 3.8543 | East African productivity / consumption constant
3 | LAB-004 | Mason / bricklayer | Labour | 6 | hr | 1.5456 | 9.2736 | East African productivity / consumption constant
4 | LAB-002 | General labourer | Labour | 6 | hr | 0.7728 | 4.6368 | East African productivity / consumption constant
5 | PLT-005 | Excavator, tracked 13t | Plant & Tools | 0.05 | day | 282.0711 | 14.1036 | East African productivity / consumption constant
6 | PLT-016 | Small tools & consumables (allowance) | Plant & Tools | 0.2 | hr | 0.5796 | 0.11592 | East African productivity / consumption constant
|  | Materials Total |  |  |  |  | 977.5792
|  | Labour Total |  |  |  |  | 13.9104
|  | Plant & Subcontract Total |  |  |  |  | 14.2195
|  | Direct Resource Cost |  |  |  |  | 1005.709
|  | Transport / Carriage | 5% of materials |  |  |  | 48.879 | Adjust for haul distance
|  | Small Tools, Water & Sundries | 2.5% of labour + plant |  |  |  | 0.70325 | Traditional allowance
|  | PRIME COST |  |  |  |  | 1055.2912
|  | Contractor Overheads | 10% |  |  |  | 105.5291 | Editable allowance
|  | Contractor Profit | 10% |  |  |  | 116.082 | Editable allowance
|  | RATE PER BOQ UNIT | nr |  |  |  | 1276.9024 | Excluding VAT
Note | Quantities are standard estimating constants and must be adjusted for specification, method, location and supplier quotations.
DETAILED RATE ANALYSIS — EAST AFRICAN QS FORMAT
Module / Ref | MODULE 3 | 19.1 | [5 empty] | MODULE 3¦19.1
BOQ Item | Supply and install rodding eyes and access fittings to buried drainage
Unit | nr | Pricing basis | Nairobi, Kenya — Sep 2026 | Currency | USD | VAT | Excluded
No. | Code | Resource Description | Category | Qty / BOQ Unit | Resource Unit | Rate (USD) | Amount (USD) | Remarks
1 | MAT-118 | Drainage gully / rodding fitting | Material | 1 | nr | 97.3725 | 97.3725 | Specific East African resource constant
2 | MAT-120 | Pipe support / bracket assembly | Material | 1 | nr | 14.6059 | 14.6059 | Specific East African resource constant
3 | LAB-011 | Plumber | Labour | 1.5 | hr | 2.3184 | 3.4776 | Specific East African resource constant
4 | LAB-002 | General labourer | Labour | 0.5 | hr | 0.7728 | 0.3864 | Specific East African resource constant
5 | PLT-019 | Pipe threading/fusion equipment | Plant & Tools | 0.02 | day | 61.8238 | 1.2365 | Specific East African resource constant
6 | SUB-005 | Mechanical / HVAC installation | Subcontractor | 0 | item | 5795.9815 | 0 | Verify local quotation / authority charge
|  | Materials Total |  |  |  |  | 111.9784
|  | Labour Total |  |  |  |  | 3.864
|  | Plant & Subcontract Total |  |  |  |  | 1.2365
|  | Direct Resource Cost |  |  |  |  | 117.0788
|  | Transport / Carriage | 5% of materials |  |  |  | 5.5989 | Adjust for haul distance
|  | Small Tools, Water & Sundries | 2.5% of labour + plant |  |  |  | 0.12751 | Traditional allowance
|  | PRIME COST |  |  |  |  | 122.8053
|  | Contractor Overheads | 10% |  |  |  | 12.2805 | Editable allowance
|  | Contractor Profit | 10% |  |  |  | 13.5086 | Editable allowance
|  | RATE PER BOQ UNIT | nr |  |  |  | 148.5944 | Excluding VAT
Note | Quantities are standard estimating constants and must be adjusted for specification, method, location and supplier quotations.
DETAILED RATE ANALYSIS — EAST AFRICAN QS FORMAT
Module / Ref | MODULE 3 | 19.11 | [5 empty] | MODULE 3¦19.11
BOQ Item | Supply and install gullies, including trapped gully, grating and back inlet
Unit | nr | Pricing basis | Nairobi, Kenya — Sep 2026 | Currency | USD | VAT | Excluded
No. | Code | Resource Description | Category | Qty / BOQ Unit | Resource Unit | Rate (USD) | Amount (USD) | Remarks
1 | MAT-108 | PPE and site-safety consumables | Material | 1 | set | 40.5719 | 40.5719 | Specific East African resource constant
2 | MAT-109 | Fire extinguisher and fire-point equipment | Material | 0.05 | nr | 95.5178 | 4.7759 | Specific East African resource constant
3 | LAB-014 | Site foreman / ganger | Labour | 2 | hr | 2.7048 | 5.4096 | Specific East African resource constant
4 | LAB-002 | General labourer | Labour | 1 | hr | 0.7728 | 0.7728 | Specific East African resource constant
5 | PLT-016 | Small tools & consumables (allowance) | Plant & Tools | 0.2 | hr | 0.5796 | 0.11592 | Specific East African resource constant
6 | SUB-020 | Statutory authority / permit fee allowance | Subcontractor | 0 | item | 579.5981 | 0 | Verify local quotation / authority charge
|  | Materials Total |  |  |  |  | 45.3478
|  | Labour Total |  |  |  |  | 6.1824
|  | Plant & Subcontract Total |  |  |  |  | 0.11592
|  | Direct Resource Cost |  |  |  |  | 51.6461
|  | Transport / Carriage | 5% of materials |  |  |  | 2.2674 | Adjust for haul distance
|  | Small Tools, Water & Sundries | 2.5% of labour + plant |  |  |  | 0.15746 | Traditional allowance
|  | PRIME COST |  |  |  |  | 54.0709
|  | Contractor Overheads | 10% |  |  |  | 5.4071 | Editable allowance
|  | Contractor Profit | 10% |  |  |  | 5.9478 | Editable allowance
|  | RATE PER BOQ UNIT | nr |  |  |  | 65.4258 | Excluding VAT
Note | Quantities are standard estimating constants and must be adjusted for specification, method, location and supplier quotations.
DETAILED RATE ANALYSIS — EAST AFRICAN QS FORMAT
Module / Ref | MODULE 3 | 19.12 | [5 empty] | MODULE 3¦19.12
BOQ Item | Supply and install channel drainage, including grating, outlet and end caps
Unit | m | Pricing basis | Nairobi, Kenya — Sep 2026 | Currency | USD | VAT | Excluded
No. | Code | Resource Description | Category | Qty / BOQ Unit | Resource Unit | Rate (USD) | Amount (USD) | Remarks
1 | MAT-103 | Drainage channel and grating | Material | 1.05 | m | 36.5147 | 38.3404 | East African productivity / consumption constant
2 | MAT-007 | Ready-mix concrete, C25/30 | Material | 0.03 | m³ | 117.6584 | 3.5298 | East African productivity / consumption constant
3 | LAB-004 | Mason / bricklayer | Labour | 0.5 | hr | 1.5456 | 0.7728 | East African productivity / consumption constant
4 | LAB-002 | General labourer | Labour | 0.4 | hr | 0.7728 | 0.30912 | East African productivity / consumption constant
5 | PLT-014 | Compaction plate | Plant & Tools | 0.01 | day | 46.3679 | 0.46368 | East African productivity / consumption constant
6 | MAT-002 | Ancillary fittings, supports, fixings and connection materials | Material | 0.02 | item | 40.5719 | 0.81144 | East African productivity / consumption constant
|  | Materials Total |  |  |  |  | 42.6816
|  | Labour Total |  |  |  |  | 1.0819
|  | Plant & Subcontract Total |  |  |  |  | 0.46368
|  | Direct Resource Cost |  |  |  |  | 44.2272
|  | Transport / Carriage | 5% of materials |  |  |  | 2.1341 | Adjust for haul distance
|  | Small Tools, Water & Sundries | 2.5% of labour + plant |  |  |  | 0.03864 | Traditional allowance
|  | PRIME COST |  |  |  |  | 46.3999
|  | Contractor Overheads | 10% |  |  |  | 4.64 | Editable allowance
|  | Contractor Profit | 10% |  |  |  | 5.104 | Editable allowance
|  | RATE PER BOQ UNIT | m |  |  |  | 56.1439 | Excluding VAT
Note | Quantities are standard estimating constants and must be adjusted for specification, method, location and supplier quotations.
DETAILED RATE ANALYSIS — EAST AFRICAN QS FORMAT
Module / Ref | MODULE 3 | 19.13 | [5 empty] | MODULE 3¦19.13
BOQ Item | Supply and install petrol/oil interceptor or separator, including chambers and connections
Unit | nr | Pricing basis | Nairobi, Kenya — Sep 2026 | Currency | USD | VAT | Excluded
No. | Code | Resource Description | Category | Qty / BOQ Unit | Resource Unit | Rate (USD) | Amount (USD) | Remarks
1 | MAT-119 | Oil interceptor / separator | Material | 1 | nr | 2785.9351 | 2785.9351 | Specific East African resource constant
2 | MAT-073 | Valve / control valve | Material | 2 | nr | 95.5178 | 191.0355 | Specific East African resource constant
3 | LAB-011 | Plumber | Labour | 8 | hr | 2.3184 | 18.5471 | Specific East African resource constant
4 | LAB-002 | General labourer | Labour | 4 | hr | 0.7728 | 3.0912 | Specific East African resource constant
5 | PLT-007 | Mobile crane, 25t | Plant & Tools | 0.05 | day | 1062.5966 | 53.1298 | Specific East African resource constant
6 | SUB-005 | Mechanical / HVAC installation | Subcontractor | 0.02 | item | 5795.9815 | 115.9196 | Verify local quotation / authority charge
|  | Materials Total |  |  |  |  | 2976.9706
|  | Labour Total |  |  |  |  | 21.6383
|  | Plant & Subcontract Total |  |  |  |  | 169.0495
|  | Direct Resource Cost |  |  |  |  | 3167.6584
|  | Transport / Carriage | 5% of materials |  |  |  | 148.8485 | Adjust for haul distance
|  | Small Tools, Water & Sundries | 2.5% of labour + plant |  |  |  | 4.7672 | Traditional allowance
|  | PRIME COST |  |  |  |  | 3321.2741
|  | Contractor Overheads | 10% |  |  |  | 332.1274 | Editable allowance
|  | Contractor Profit | 10% |  |  |  | 365.3402 | Editable allowance
|  | RATE PER BOQ UNIT | nr |  |  |  | 4018.7417 | Excluding VAT
Note | Quantities are standard estimating constants and must be adjusted for specification, method, location and supplier quotations.
DETAILED RATE ANALYSIS — EAST AFRICAN QS FORMAT
Module / Ref | MODULE 3 | 19.14 | [5 empty] | MODULE 3¦19.14
BOQ Item | Connect new drainage to existing sewer, manhole or drain, including making good
Unit | nr | Pricing basis | Nairobi, Kenya — Sep 2026 | Currency | USD | VAT | Excluded
No. | Code | Resource Description | Category | Qty / BOQ Unit | Resource Unit | Rate (USD) | Amount (USD) | Remarks
1 | MAT-102 | Precast inspection chamber/manhole | Material | 1 | nr | 973.7249 | 973.7249 | East African productivity / consumption constant
2 | MAT-013 | Cement mortar | Material | 0.05 | m³ | 77.0866 | 3.8543 | East African productivity / consumption constant
3 | LAB-004 | Mason / bricklayer | Labour | 6 | hr | 1.5456 | 9.2736 | East African productivity / consumption constant
4 | LAB-002 | General labourer | Labour | 6 | hr | 0.7728 | 4.6368 | East African productivity / consumption constant
5 | PLT-005 | Excavator, tracked 13t | Plant & Tools | 0.05 | day | 282.0711 | 14.1036 | East African productivity / consumption constant
6 | PLT-016 | Small tools & consumables (allowance) | Plant & Tools | 0.2 | hr | 0.5796 | 0.11592 | East African productivity / consumption constant
|  | Materials Total |  |  |  |  | 977.5792
|  | Labour Total |  |  |  |  | 13.9104
|  | Plant & Subcontract Total |  |  |  |  | 14.2195
|  | Direct Resource Cost |  |  |  |  | 1005.709
|  | Transport / Carriage | 5% of materials |  |  |  | 48.879 | Adjust for haul distance
|  | Small Tools, Water & Sundries | 2.5% of labour + plant |  |  |  | 0.70325 | Traditional allowance
|  | PRIME COST |  |  |  |  | 1055.2912
|  | Contractor Overheads | 10% |  |  |  | 105.5291 | Editable allowance
|  | Contractor Profit | 10% |  |  |  | 116.082 | Editable allowance
|  | RATE PER BOQ UNIT | nr |  |  |  | 1276.9024 | Excluding VAT
Note | Quantities are standard estimating constants and must be adjusted for specification, method, location and supplier quotations.
DETAILED RATE ANALYSIS — EAST AFRICAN QS FORMAT
Module / Ref | MODULE 3 | 19.15 | [5 empty] | MODULE 3¦19.15
BOQ Item | Supply and place concrete bed, haunch or surround to buried pipes where specified
Unit | m³ | Pricing basis | Nairobi, Kenya — Sep 2026 | Currency | USD | VAT | Excluded
No. | Code | Resource Description | Category | Qty / BOQ Unit | Resource Unit | Rate (USD) | Amount (USD) | Remarks
1 | MAT-007 | Ready-mix concrete, C25/30 | Material | 1.03 | m³ | 117.6584 | 121.1882 | East African productivity / consumption constant
2 | MAT-002 | Ancillary fittings, supports, fixings and connection materials | Material | 0.03 | item | 40.5719 | 1.2172 | East African productivity / consumption constant
3 | LAB-007 | Concreter | Labour | 1.5 | hr | 1.3524 | 2.0286 | East African productivity / consumption constant
4 | LAB-002 | General labourer | Labour | 1.5 | hr | 0.7728 | 1.1592 | East African productivity / consumption constant
5 | PLT-003 | Poker vibrator | Plant & Tools | 0.1 | day | 23.1839 | 2.3184 | East African productivity / consumption constant
6 | PLT-012 | Concrete pump | Plant & Tools | 0.03 | day | 502.3184 | 15.0696 | East African productivity / consumption constant
|  | Materials Total |  |  |  |  | 122.4053
|  | Labour Total |  |  |  |  | 3.1878
|  | Plant & Subcontract Total |  |  |  |  | 17.3879
|  | Direct Resource Cost |  |  |  |  | 142.9811
|  | Transport / Carriage | 5% of materials |  |  |  | 6.1203 | Adjust for haul distance
|  | Small Tools, Water & Sundries | 2.5% of labour + plant |  |  |  | 0.51439 | Traditional allowance
|  | PRIME COST |  |  |  |  | 149.6157
|  | Contractor Overheads | 10% |  |  |  | 14.9616 | Editable allowance
|  | Contractor Profit | 10% |  |  |  | 16.4577 | Editable allowance
|  | RATE PER BOQ UNIT | m³ |  |  |  | 181.035 | Excluding VAT
Note | Quantities are standard estimating constants and must be adjusted for specification, method, location and supplier quotations.
DETAILED RATE ANALYSIS — EAST AFRICAN QS FORMAT
Module / Ref | MODULE 3 | 19.16 | [5 empty] | MODULE 3¦19.16
BOQ Item | Carry out CCTV survey, air and water testing of completed below-ground drainage
Unit | m | Pricing basis | Nairobi, Kenya — Sep 2026 | Currency | USD | VAT | Excluded
No. | Code | Resource Description | Category | Qty / BOQ Unit | Resource Unit | Rate (USD) | Amount (USD) | Remarks
1 | MAT-002 | Ancillary fittings, supports, fixings and connection materials | Material | 0.02 | item | 40.5719 | 0.81144 | East African productivity / consumption constant
2 | LAB-015 | Site engineer / surveyor | Labour | 6 | hr | 3.864 | 23.1839 | East African productivity / consumption constant
3 | LAB-001 | Specialist engineer / surveyor | Labour | 8 | hr | 3.864 | 30.9119 | East African productivity / consumption constant
4 | PLT-018 | Electrical/ICT test instruments | Plant & Tools | 0.25 | day | 38.6399 | 9.66 | East African productivity / consumption constant
5 | SUB-009 | Testing & commissioning | Subcontractor | 0.1 | item | 579.5981 | 57.9598 | Verify supplier/subcontract quotation
6 | MAT-096 | Signage / graphic panel | Material | 0.02 | nr | 121.7156 | 2.4343 | East African productivity / consumption constant
|  | Materials Total |  |  |  |  | 3.2457
|  | Labour Total |  |  |  |  | 54.0958
|  | Plant & Subcontract Total |  |  |  |  | 67.6198
|  | Direct Resource Cost |  |  |  |  | 124.9614
|  | Transport / Carriage | 5% of materials |  |  |  | 0.16229 | Adjust for haul distance
|  | Small Tools, Water & Sundries | 2.5% of labour + plant |  |  |  | 3.0429 | Traditional allowance
|  | PRIME COST |  |  |  |  | 128.1665
|  | Contractor Overheads | 10% |  |  |  | 12.8167 | Editable allowance
|  | Contractor Profit | 10% |  |  |  | 14.0983 | Editable allowance
|  | RATE PER BOQ UNIT | m |  |  |  | 155.0815 | Excluding VAT
Note | Quantities are standard estimating constants and must be adjusted for specification, method, location and supplier quotations.
DETAILED RATE ANALYSIS — EAST AFRICAN QS FORMAT
Module / Ref | MODULE 3 | 20.01 | [5 empty] | MODULE 3¦20.01
BOQ Item | Supply and install uPVC soil and vent stack pipework, including fittings, brackets and jointing
Unit | m | Pricing basis | Nairobi, Kenya — Sep 2026 | Currency | USD | VAT | Excluded
No. | Code | Resource Description | Category | Qty / BOQ Unit | Resource Unit | Rate (USD) | Amount (USD) | Remarks
1 | MAT-120 | Pipe support / bracket assembly | Material | 1 | nr | 14.6059 | 14.6059 | Specific East African resource constant
2 | MAT-002 | Ancillary fittings, supports, fixings and connection materials | Material | 0.01 | item | 40.5719 | 0.40572 | Specific East African resource constant
3 | LAB-011 | Plumber | Labour | 0.5 | hr | 2.3184 | 1.1592 | Specific East African resource constant
4 | LAB-002 | General labourer | Labour | 0.2 | hr | 0.7728 | 0.15456 | Specific East African resource constant
5 | PLT-016 | Small tools & consumables (allowance) | Plant & Tools | 0.02 | hr | 0.5796 | 0.011592 | Specific East African resource constant
6 | SUB-005 | Mechanical / HVAC installation | Subcontractor | 0 | item | 5795.9815 | 0 | Verify local quotation / authority charge
|  | Materials Total |  |  |  |  | 15.0116
|  | Labour Total |  |  |  |  | 1.3138
|  | Plant & Subcontract Total |  |  |  |  | 0.011592
|  | Direct Resource Cost |  |  |  |  | 16.3369
|  | Transport / Carriage | 5% of materials |  |  |  | 0.75058 | Adjust for haul distance
|  | Small Tools, Water & Sundries | 2.5% of labour + plant |  |  |  | 0.033134 | Traditional allowance
|  | PRIME COST |  |  |  |  | 17.1207
|  | Contractor Overheads | 10% |  |  |  | 1.7121 | Editable allowance
|  | Contractor Profit | 10% |  |  |  | 1.8833 | Editable allowance
|  | RATE PER BOQ UNIT | m |  |  |  | 20.716 | Excluding VAT
Note | Quantities are standard estimating constants and must be adjusted for specification, method, location and supplier quotations.
DETAILED RATE ANALYSIS — EAST AFRICAN QS FORMAT
Module / Ref | MODULE 3 | 20.02 | [5 empty] | MODULE 3¦20.02
BOQ Item | Supply and install cast-iron soil and vent stack pipework, including fittings and brackets
Unit | m | Pricing basis | Nairobi, Kenya — Sep 2026 | Currency | USD | VAT | Excluded
No. | Code | Resource Description | Category | Qty / BOQ Unit | Resource Unit | Rate (USD) | Amount (USD) | Remarks
1 | MAT-120 | Pipe support / bracket assembly | Material | 1 | nr | 14.6059 | 14.6059 | Specific East African resource constant
2 | MAT-002 | Ancillary fittings, supports, fixings and connection materials | Material | 0.01 | item | 40.5719 | 0.40572 | Specific East African resource constant
3 | LAB-011 | Plumber | Labour | 0.5 | hr | 2.3184 | 1.1592 | Specific East African resource constant
4 | LAB-002 | General labourer | Labour | 0.2 | hr | 0.7728 | 0.15456 | Specific East African resource constant
5 | PLT-016 | Small tools & consumables (allowance) | Plant & Tools | 0.02 | hr | 0.5796 | 0.011592 | Specific East African resource constant
6 | SUB-005 | Mechanical / HVAC installation | Subcontractor | 0 | item | 5795.9815 | 0 | Verify local quotation / authority charge
|  | Materials Total |  |  |  |  | 15.0116
|  | Labour Total |  |  |  |  | 1.3138
|  | Plant & Subcontract Total |  |  |  |  | 0.011592
|  | Direct Resource Cost |  |  |  |  | 16.3369
|  | Transport / Carriage | 5% of materials |  |  |  | 0.75058 | Adjust for haul distance
|  | Small Tools, Water & Sundries | 2.5% of labour + plant |  |  |  | 0.033134 | Traditional allowance
|  | PRIME COST |  |  |  |  | 17.1207
|  | Contractor Overheads | 10% |  |  |  | 1.7121 | Editable allowance
|  | Contractor Profit | 10% |  |  |  | 1.8833 | Editable allowance
|  | RATE PER BOQ UNIT | m |  |  |  | 20.716 | Excluding VAT
Note | Quantities are standard estimating constants and must be adjusted for specification, method, location and supplier quotations.
DETAILED RATE ANALYSIS — EAST AFRICAN QS FORMAT
Module / Ref | MODULE 3 | 20.03 | [5 empty] | MODULE 3¦20.03
BOQ Item | Supply and install waste pipework from appliances to stack, including fittings and brackets
Unit | m | Pricing basis | Nairobi, Kenya — Sep 2026 | Currency | USD | VAT | Excluded
No. | Code | Resource Description | Category | Qty / BOQ Unit | Resource Unit | Rate (USD) | Amount (USD) | Remarks
1 | MAT-120 | Pipe support / bracket assembly | Material | 1 | nr | 14.6059 | 14.6059 | Specific East African resource constant
2 | MAT-002 | Ancillary fittings, supports, fixings and connection materials | Material | 0.01 | item | 40.5719 | 0.40572 | Specific East African resource constant
3 | LAB-011 | Plumber | Labour | 0.5 | hr | 2.3184 | 1.1592 | Specific East African resource constant
4 | LAB-002 | General labourer | Labour | 0.2 | hr | 0.7728 | 0.15456 | Specific East African resource constant
5 | PLT-016 | Small tools & consumables (allowance) | Plant & Tools | 0.02 | hr | 0.5796 | 0.011592 | Specific East African resource constant
6 | SUB-005 | Mechanical / HVAC installation | Subcontractor | 0 | item | 5795.9815 | 0 | Verify local quotation / authority charge
|  | Materials Total |  |  |  |  | 15.0116
|  | Labour Total |  |  |  |  | 1.3138
|  | Plant & Subcontract Total |  |  |  |  | 0.011592
|  | Direct Resource Cost |  |  |  |  | 16.3369
|  | Transport / Carriage | 5% of materials |  |  |  | 0.75058 | Adjust for haul distance
|  | Small Tools, Water & Sundries | 2.5% of labour + plant |  |  |  | 0.033134 | Traditional allowance
|  | PRIME COST |  |  |  |  | 17.1207
|  | Contractor Overheads | 10% |  |  |  | 1.7121 | Editable allowance
|  | Contractor Profit | 10% |  |  |  | 1.8833 | Editable allowance
|  | RATE PER BOQ UNIT | m |  |  |  | 20.716 | Excluding VAT
Note | Quantities are standard estimating constants and must be adjusted for specification, method, location and supplier quotations.
DETAILED RATE ANALYSIS — EAST AFRICAN QS FORMAT
Module / Ref | MODULE 3 | 20.04 | [5 empty] | MODULE 3¦20.04
BOQ Item | Supply and install ventilating pipework to appliances and branches
Unit | m | Pricing basis | Nairobi, Kenya — Sep 2026 | Currency | USD | VAT | Excluded
No. | Code | Resource Description | Category | Qty / BOQ Unit | Resource Unit | Rate (USD) | Amount (USD) | Remarks
1 | MAT-021 | PVC pipe, 110mm | Material | 1.05 | m | 3.4486 | 3.621 | East African productivity / consumption constant
2 | MAT-002 | Ancillary fittings, supports, fixings and connection materials | Material | 0.03 | item | 40.5719 | 1.2172 | East African productivity / consumption constant
3 | LAB-011 | Plumber | Labour | 0.35 | hr | 2.3184 | 0.81144 | East African productivity / consumption constant
4 | LAB-002 | General labourer | Labour | 0.15 | hr | 0.7728 | 0.11592 | East African productivity / consumption constant
5 | PLT-019 | Pipe threading/fusion equipment | Plant & Tools | 0.03 | day | 61.8238 | 1.8547 | East African productivity / consumption constant
6 | SUB-005 | Mechanical / HVAC installation | Subcontractor | 0 | item | 5795.9815 | 0 | Verify supplier/subcontract quotation
|  | Materials Total |  |  |  |  | 4.8382
|  | Labour Total |  |  |  |  | 0.92736
|  | Plant & Subcontract Total |  |  |  |  | 1.8547
|  | Direct Resource Cost |  |  |  |  | 7.6203
|  | Transport / Carriage | 5% of materials |  |  |  | 0.24191 | Adjust for haul distance
|  | Small Tools, Water & Sundries | 2.5% of labour + plant |  |  |  | 0.069552 | Traditional allowance
|  | PRIME COST |  |  |  |  | 7.9317
|  | Contractor Overheads | 10% |  |  |  | 0.79317 | Editable allowance
|  | Contractor Profit | 10% |  |  |  | 0.87249 | Editable allowance
|  | RATE PER BOQ UNIT | m |  |  |  | 9.5974 | Excluding VAT
Note | Quantities are standard estimating constants and must be adjusted for specification, method, location and supplier quotations.
DETAILED RATE ANALYSIS — EAST AFRICAN QS FORMAT
Module / Ref | MODULE 3 | 20.05 | [5 empty] | MODULE 3¦20.05
BOQ Item | Supply and install air-admittance valves to waste or vent terminations
Unit | nr | Pricing basis | Nairobi, Kenya — Sep 2026 | Currency | USD | VAT | Excluded
No. | Code | Resource Description | Category | Qty / BOQ Unit | Resource Unit | Rate (USD) | Amount (USD) | Remarks
1 | MAT-124 | Cable gland / termination kit | Material | 1 | nr | 28.4003 | 28.4003 | Specific East African resource constant
2 | MAT-002 | Ancillary fittings, supports, fixings and connection materials | Material | 0.01 | item | 40.5719 | 0.40572 | Specific East African resource constant
3 | LAB-010 | Electrician | Labour | 0.8 | hr | 2.5116 | 2.0093 | Specific East African resource constant
4 | LAB-002 | General labourer | Labour | 0.2 | hr | 0.7728 | 0.15456 | Specific East African resource constant
5 | PLT-018 | Electrical/ICT test instruments | Plant & Tools | 0.02 | day | 38.6399 | 0.7728 | Specific East African resource constant
6 | SUB-006 | Electrical installation | Subcontractor | 0 | item | 4636.7852 | 0 | Verify local quotation / authority charge
|  | Materials Total |  |  |  |  | 28.806
|  | Labour Total |  |  |  |  | 2.1638
|  | Plant & Subcontract Total |  |  |  |  | 0.7728
|  | Direct Resource Cost |  |  |  |  | 31.7427
|  | Transport / Carriage | 5% of materials |  |  |  | 1.4403 | Adjust for haul distance
|  | Small Tools, Water & Sundries | 2.5% of labour + plant |  |  |  | 0.073416 | Traditional allowance
|  | PRIME COST |  |  |  |  | 33.2564
|  | Contractor Overheads | 10% |  |  |  | 3.3256 | Editable allowance
|  | Contractor Profit | 10% |  |  |  | 3.6582 | Editable allowance
|  | RATE PER BOQ UNIT | nr |  |  |  | 40.2402 | Excluding VAT
Note | Quantities are standard estimating constants and must be adjusted for specification, method, location and supplier quotations.
DETAILED RATE ANALYSIS — EAST AFRICAN QS FORMAT
Module / Ref | MODULE 3 | 20.06 | [5 empty] | MODULE 3¦20.06
BOQ Item | Supply and install appliance traps, including seals and connections
Unit | nr | Pricing basis | Nairobi, Kenya — Sep 2026 | Currency | USD | VAT | Excluded
No. | Code | Resource Description | Category | Qty / BOQ Unit | Resource Unit | Rate (USD) | Amount (USD) | Remarks
1 | MAT-118 | Drainage gully / rodding fitting | Material | 1 | nr | 97.3725 | 97.3725 | Specific East African resource constant
2 | MAT-120 | Pipe support / bracket assembly | Material | 1 | nr | 14.6059 | 14.6059 | Specific East African resource constant
3 | LAB-011 | Plumber | Labour | 1.5 | hr | 2.3184 | 3.4776 | Specific East African resource constant
4 | LAB-002 | General labourer | Labour | 0.5 | hr | 0.7728 | 0.3864 | Specific East African resource constant
5 | PLT-019 | Pipe threading/fusion equipment | Plant & Tools | 0.02 | day | 61.8238 | 1.2365 | Specific East African resource constant
6 | SUB-005 | Mechanical / HVAC installation | Subcontractor | 0 | item | 5795.9815 | 0 | Verify local quotation / authority charge
|  | Materials Total |  |  |  |  | 111.9784
|  | Labour Total |  |  |  |  | 3.864
|  | Plant & Subcontract Total |  |  |  |  | 1.2365
|  | Direct Resource Cost |  |  |  |  | 117.0788
|  | Transport / Carriage | 5% of materials |  |  |  | 5.5989 | Adjust for haul distance
|  | Small Tools, Water & Sundries | 2.5% of labour + plant |  |  |  | 0.12751 | Traditional allowance
|  | PRIME COST |  |  |  |  | 122.8053
|  | Contractor Overheads | 10% |  |  |  | 12.2805 | Editable allowance
|  | Contractor Profit | 10% |  |  |  | 13.5086 | Editable allowance
|  | RATE PER BOQ UNIT | nr |  |  |  | 148.5944 | Excluding VAT
Note | Quantities are standard estimating constants and must be adjusted for specification, method, location and supplier quotations.
DETAILED RATE ANALYSIS — EAST AFRICAN QS FORMAT
Module / Ref | MODULE 3 | 20.07 | [5 empty] | MODULE 3¦20.07
BOQ Item | Supply and install access fittings, rodding points and inspection doors to above-ground drainage
Unit | nr | Pricing basis | Nairobi, Kenya — Sep 2026 | Currency | USD | VAT | Excluded
No. | Code | Resource Description | Category | Qty / BOQ Unit | Resource Unit | Rate (USD) | Amount (USD) | Remarks
1 | MAT-118 | Drainage gully / rodding fitting | Material | 1 | nr | 97.3725 | 97.3725 | Specific East African resource constant
2 | MAT-120 | Pipe support / bracket assembly | Material | 1 | nr | 14.6059 | 14.6059 | Specific East African resource constant
3 | LAB-011 | Plumber | Labour | 1.5 | hr | 2.3184 | 3.4776 | Specific East African resource constant
4 | LAB-002 | General labourer | Labour | 0.5 | hr | 0.7728 | 0.3864 | Specific East African resource constant
5 | PLT-019 | Pipe threading/fusion equipment | Plant & Tools | 0.02 | day | 61.8238 | 1.2365 | Specific East African resource constant
6 | SUB-005 | Mechanical / HVAC installation | Subcontractor | 0 | item | 5795.9815 | 0 | Verify local quotation / authority charge
|  | Materials Total |  |  |  |  | 111.9784
|  | Labour Total |  |  |  |  | 3.864
|  | Plant & Subcontract Total |  |  |  |  | 1.2365
|  | Direct Resource Cost |  |  |  |  | 117.0788
|  | Transport / Carriage | 5% of materials |  |  |  | 5.5989 | Adjust for haul distance
|  | Small Tools, Water & Sundries | 2.5% of labour + plant |  |  |  | 0.12751 | Traditional allowance
|  | PRIME COST |  |  |  |  | 122.8053
|  | Contractor Overheads | 10% |  |  |  | 12.2805 | Editable allowance
|  | Contractor Profit | 10% |  |  |  | 13.5086 | Editable allowance
|  | RATE PER BOQ UNIT | nr |  |  |  | 148.5944 | Excluding VAT
Note | Quantities are standard estimating constants and must be adjusted for specification, method, location and supplier quotations.
DETAILED RATE ANALYSIS — EAST AFRICAN QS FORMAT
Module / Ref | MODULE 3 | 20.08 | [5 empty] | MODULE 3¦20.08
BOQ Item | Supply and install stack terminations, vent cowls or weathering slates at roof level
Unit | nr | Pricing basis | Nairobi, Kenya — Sep 2026 | Currency | USD | VAT | Excluded
No. | Code | Resource Description | Category | Qty / BOQ Unit | Resource Unit | Rate (USD) | Amount (USD) | Remarks
1 | MAT-118 | Drainage gully / rodding fitting | Material | 1 | nr | 97.3725 | 97.3725 | Specific East African resource constant
2 | MAT-120 | Pipe support / bracket assembly | Material | 1 | nr | 14.6059 | 14.6059 | Specific East African resource constant
3 | LAB-011 | Plumber | Labour | 1.5 | hr | 2.3184 | 3.4776 | Specific East African resource constant
4 | LAB-002 | General labourer | Labour | 0.5 | hr | 0.7728 | 0.3864 | Specific East African resource constant
5 | PLT-019 | Pipe threading/fusion equipment | Plant & Tools | 0.02 | day | 61.8238 | 1.2365 | Specific East African resource constant
6 | SUB-005 | Mechanical / HVAC installation | Subcontractor | 0 | item | 5795.9815 | 0 | Verify local quotation / authority charge
|  | Materials Total |  |  |  |  | 111.9784
|  | Labour Total |  |  |  |  | 3.864
|  | Plant & Subcontract Total |  |  |  |  | 1.2365
|  | Direct Resource Cost |  |  |  |  | 117.0788
|  | Transport / Carriage | 5% of materials |  |  |  | 5.5989 | Adjust for haul distance
|  | Small Tools, Water & Sundries | 2.5% of labour + plant |  |  |  | 0.12751 | Traditional allowance
|  | PRIME COST |  |  |  |  | 122.8053
|  | Contractor Overheads | 10% |  |  |  | 12.2805 | Editable allowance
|  | Contractor Profit | 10% |  |  |  | 13.5086 | Editable allowance
|  | RATE PER BOQ UNIT | nr |  |  |  | 148.5944 | Excluding VAT
Note | Quantities are standard estimating constants and must be adjusted for specification, method, location and supplier quotations.
DETAILED RATE ANALYSIS — EAST AFRICAN QS FORMAT
Module / Ref | MODULE 3 | 20.09 | [5 empty] | MODULE 3¦20.09
BOQ Item | Supply and install pipe support brackets, fixings and stack anchors
Unit | nr | Pricing basis | Nairobi, Kenya — Sep 2026 | Currency | USD | VAT | Excluded
No. | Code | Resource Description | Category | Qty / BOQ Unit | Resource Unit | Rate (USD) | Amount (USD) | Remarks
1 | MAT-120 | Pipe support / bracket assembly | Material | 1 | nr | 14.6059 | 14.6059 | Specific East African resource constant
2 | MAT-002 | Ancillary fittings, supports, fixings and connection materials | Material | 0.01 | item | 40.5719 | 0.40572 | Specific East African resource constant
3 | LAB-011 | Plumber | Labour | 0.5 | hr | 2.3184 | 1.1592 | Specific East African resource constant
4 | LAB-002 | General labourer | Labour | 0.2 | hr | 0.7728 | 0.15456 | Specific East African resource constant
5 | PLT-016 | Small tools & consumables (allowance) | Plant & Tools | 0.02 | hr | 0.5796 | 0.011592 | Specific East African resource constant
6 | SUB-005 | Mechanical / HVAC installation | Subcontractor | 0 | item | 5795.9815 | 0 | Verify local quotation / authority charge
|  | Materials Total |  |  |  |  | 15.0116
|  | Labour Total |  |  |  |  | 1.3138
|  | Plant & Subcontract Total |  |  |  |  | 0.011592
|  | Direct Resource Cost |  |  |  |  | 16.3369
|  | Transport / Carriage | 5% of materials |  |  |  | 0.75058 | Adjust for haul distance
|  | Small Tools, Water & Sundries | 2.5% of labour + plant |  |  |  | 0.033134 | Traditional allowance
|  | PRIME COST |  |  |  |  | 17.1207
|  | Contractor Overheads | 10% |  |  |  | 1.7121 | Editable allowance
|  | Contractor Profit | 10% |  |  |  | 1.8833 | Editable allowance
|  | RATE PER BOQ UNIT | nr |  |  |  | 20.716 | Excluding VAT
Note | Quantities are standard estimating constants and must be adjusted for specification, method, location and supplier quotations.
DETAILED RATE ANALYSIS — EAST AFRICAN QS FORMAT
Module / Ref | MODULE 3 | 20.1 | [5 empty] | MODULE 3¦20.1
BOQ Item | Form and fire-stop pipe penetrations through floors and walls, including sleeves
Unit | nr | Pricing basis | Nairobi, Kenya — Sep 2026 | Currency | USD | VAT | Excluded
No. | Code | Resource Description | Category | Qty / BOQ Unit | Resource Unit | Rate (USD) | Amount (USD) | Remarks
1 | MAT-116 | Fire-stopping penetration seal | Material | 1 | nr | 36.5147 | 36.5147 | Specific East African resource constant
2 | MAT-002 | Ancillary fittings, supports, fixings and connection materials | Material | 0.02 | item | 40.5719 | 0.81144 | Specific East African resource constant
3 | LAB-018 | Fire-systems technician | Labour | 0.5 | hr | 2.7048 | 1.3524 | Specific East African resource constant
4 | LAB-002 | General labourer | Labour | 0.2 | hr | 0.7728 | 0.15456 | Specific East African resource constant
5 | PLT-016 | Small tools & consumables (allowance) | Plant & Tools | 0.02 | hr | 0.5796 | 0.011592 | Specific East African resource constant
6 | SUB-007 | Fire protection installation | Subcontractor | 0.002 | item | 3477.5889 | 6.9552 | Verify local quotation / authority charge
|  | Materials Total |  |  |  |  | 37.3261
|  | Labour Total |  |  |  |  | 1.507
|  | Plant & Subcontract Total |  |  |  |  | 6.9668
|  | Direct Resource Cost |  |  |  |  | 45.7998
|  | Transport / Carriage | 5% of materials |  |  |  | 1.8663 | Adjust for haul distance
|  | Small Tools, Water & Sundries | 2.5% of labour + plant |  |  |  | 0.21184 | Traditional allowance
|  | PRIME COST |  |  |  |  | 47.878
|  | Contractor Overheads | 10% |  |  |  | 4.7878 | Editable allowance
|  | Contractor Profit | 10% |  |  |  | 5.2666 | Editable allowance
|  | RATE PER BOQ UNIT | nr |  |  |  | 57.9324 | Excluding VAT
Note | Quantities are standard estimating constants and must be adjusted for specification, method, location and supplier quotations.
DETAILED RATE ANALYSIS — EAST AFRICAN QS FORMAT
Module / Ref | MODULE 3 | 20.11 | [5 empty] | MODULE 3¦20.11
BOQ Item | Supply and install intumescent pipe collars or wraps to fire-rated penetrations
Unit | nr | Pricing basis | Nairobi, Kenya — Sep 2026 | Currency | USD | VAT | Excluded
No. | Code | Resource Description | Category | Qty / BOQ Unit | Resource Unit | Rate (USD) | Amount (USD) | Remarks
1 | MAT-073 | Valve / control valve | Material | 1 | nr | 95.5178 | 95.5178 | Discipline-specific East African resource allowance
2 | MAT-120 | Pipe support / bracket assembly | Material | 1 | nr | 14.6059 | 14.6059 | Discipline-specific East African resource allowance
3 | LAB-011 | Plumber | Labour | 2 | hr | 2.3184 | 4.6368 | Discipline-specific East African resource allowance
4 | LAB-002 | General labourer | Labour | 1 | hr | 0.7728 | 0.7728 | Discipline-specific East African resource allowance
5 | PLT-019 | Pipe threading/fusion equipment | Plant & Tools | 0.03 | day | 61.8238 | 1.8547 | Discipline-specific East African resource allowance
6 | SUB-005 | Mechanical / HVAC installation | Subcontractor | 0.005 | item | 5795.9815 | 28.9799 | Discipline provisional allowance — verify quotation
|  | Materials Total |  |  |  |  | 110.1236
|  | Labour Total |  |  |  |  | 5.4096
|  | Plant & Subcontract Total |  |  |  |  | 30.8346
|  | Direct Resource Cost |  |  |  |  | 146.3679
|  | Transport / Carriage | 5% of materials |  |  |  | 5.5062 | Adjust for haul distance
|  | Small Tools, Water & Sundries | 2.5% of labour + plant |  |  |  | 0.90611 | Traditional allowance
|  | PRIME COST |  |  |  |  | 152.7801
|  | Contractor Overheads | 10% |  |  |  | 15.278 | Editable allowance
|  | Contractor Profit | 10% |  |  |  | 16.8058 | Editable allowance
|  | RATE PER BOQ UNIT | nr |  |  |  | 184.864 | Excluding VAT
Note | Quantities are standard estimating constants and must be adjusted for specification, method, location and supplier quotations.
DETAILED RATE ANALYSIS — EAST AFRICAN QS FORMAT
Module / Ref | MODULE 3 | 20.12 | [5 empty] | MODULE 3¦20.12
BOQ Item | Supply and install condensate drainage pipework and connections
Unit | m | Pricing basis | Nairobi, Kenya — Sep 2026 | Currency | USD | VAT | Excluded
No. | Code | Resource Description | Category | Qty / BOQ Unit | Resource Unit | Rate (USD) | Amount (USD) | Remarks
1 | MAT-021 | PVC pipe, 110mm | Material | 1.05 | m | 3.4486 | 3.621 | East African productivity / consumption constant
2 | MAT-002 | Ancillary fittings, supports, fixings and connection materials | Material | 0.03 | item | 40.5719 | 1.2172 | East African productivity / consumption constant
3 | LAB-011 | Plumber | Labour | 0.35 | hr | 2.3184 | 0.81144 | East African productivity / consumption constant
4 | LAB-002 | General labourer | Labour | 0.15 | hr | 0.7728 | 0.11592 | East African productivity / consumption constant
5 | PLT-019 | Pipe threading/fusion equipment | Plant & Tools | 0.03 | day | 61.8238 | 1.8547 | East African productivity / consumption constant
6 | SUB-005 | Mechanical / HVAC installation | Subcontractor | 0 | item | 5795.9815 | 0 | Verify supplier/subcontract quotation
|  | Materials Total |  |  |  |  | 4.8382
|  | Labour Total |  |  |  |  | 0.92736
|  | Plant & Subcontract Total |  |  |  |  | 1.8547
|  | Direct Resource Cost |  |  |  |  | 7.6203
|  | Transport / Carriage | 5% of materials |  |  |  | 0.24191 | Adjust for haul distance
|  | Small Tools, Water & Sundries | 2.5% of labour + plant |  |  |  | 0.069552 | Traditional allowance
|  | PRIME COST |  |  |  |  | 7.9317
|  | Contractor Overheads | 10% |  |  |  | 0.79317 | Editable allowance
|  | Contractor Profit | 10% |  |  |  | 0.87249 | Editable allowance
|  | RATE PER BOQ UNIT | m |  |  |  | 9.5974 | Excluding VAT
Note | Quantities are standard estimating constants and must be adjusted for specification, method, location and supplier quotations.
DETAILED RATE ANALYSIS — EAST AFRICAN QS FORMAT
Module / Ref | MODULE 3 | 20.13 | [5 empty] | MODULE 3¦20.13
BOQ Item | Supply and install pumped or macerator discharge pipework, including pump unit
Unit | nr | Pricing basis | Nairobi, Kenya — Sep 2026 | Currency | USD | VAT | Excluded
No. | Code | Resource Description | Category | Qty / BOQ Unit | Resource Unit | Rate (USD) | Amount (USD) | Remarks
1 | MAT-071 | Pump set complete | Material | 1 | nr | 2785.9351 | 2785.9351 | East African productivity / consumption constant
2 | MAT-073 | Valve / control valve | Material | 2 | nr | 95.5178 | 191.0355 | East African productivity / consumption constant
3 | LAB-011 | Plumber | Labour | 8 | hr | 2.3184 | 18.5471 | East African productivity / consumption constant
4 | LAB-002 | General labourer | Labour | 3 | hr | 0.7728 | 2.3184 | East African productivity / consumption constant
5 | PLT-007 | Mobile crane, 25t | Plant & Tools | 0.05 | day | 1062.5966 | 53.1298 | East African productivity / consumption constant
6 | SUB-005 | Mechanical / HVAC installation | Subcontractor | 0.03 | item | 5795.9815 | 173.8794 | Verify supplier/subcontract quotation
|  | Materials Total |  |  |  |  | 2976.9706
|  | Labour Total |  |  |  |  | 20.8655
|  | Plant & Subcontract Total |  |  |  |  | 227.0093
|  | Direct Resource Cost |  |  |  |  | 3224.8454
|  | Transport / Carriage | 5% of materials |  |  |  | 148.8485 | Adjust for haul distance
|  | Small Tools, Water & Sundries | 2.5% of labour + plant |  |  |  | 6.1969 | Traditional allowance
|  | PRIME COST |  |  |  |  | 3379.8908
|  | Contractor Overheads | 10% |  |  |  | 337.9891 | Editable allowance
|  | Contractor Profit | 10% |  |  |  | 371.788 | Editable allowance
|  | RATE PER BOQ UNIT | nr |  |  |  | 4089.6679 | Excluding VAT
Note | Quantities are standard estimating constants and must be adjusted for specification, method, location and supplier quotations.
DETAILED RATE ANALYSIS — EAST AFRICAN QS FORMAT
Module / Ref | MODULE 3 | 20.14 | [5 empty] | MODULE 3¦20.14
BOQ Item | Carry out smoke or air testing of completed above-ground drainage
Unit | m | Pricing basis | Nairobi, Kenya — Sep 2026 | Currency | USD | VAT | Excluded
No. | Code | Resource Description | Category | Qty / BOQ Unit | Resource Unit | Rate (USD) | Amount (USD) | Remarks
1 | MAT-021 | PVC pipe, 110mm | Material | 1.05 | m | 3.4486 | 3.621 | East African productivity / consumption constant
2 | MAT-002 | Ancillary fittings, supports, fixings and connection materials | Material | 0.03 | item | 40.5719 | 1.2172 | East African productivity / consumption constant
3 | LAB-011 | Plumber | Labour | 0.35 | hr | 2.3184 | 0.81144 | East African productivity / consumption constant
4 | LAB-002 | General labourer | Labour | 0.15 | hr | 0.7728 | 0.11592 | East African productivity / consumption constant
5 | PLT-019 | Pipe threading/fusion equipment | Plant & Tools | 0.03 | day | 61.8238 | 1.8547 | East African productivity / consumption constant
6 | SUB-005 | Mechanical / HVAC installation | Subcontractor | 0 | item | 5795.9815 | 0 | Verify supplier/subcontract quotation
|  | Materials Total |  |  |  |  | 4.8382
|  | Labour Total |  |  |  |  | 0.92736
|  | Plant & Subcontract Total |  |  |  |  | 1.8547
|  | Direct Resource Cost |  |  |  |  | 7.6203
|  | Transport / Carriage | 5% of materials |  |  |  | 0.24191 | Adjust for haul distance
|  | Small Tools, Water & Sundries | 2.5% of labour + plant |  |  |  | 0.069552 | Traditional allowance
|  | PRIME COST |  |  |  |  | 7.9317
|  | Contractor Overheads | 10% |  |  |  | 0.79317 | Editable allowance
|  | Contractor Profit | 10% |  |  |  | 0.87249 | Editable allowance
|  | RATE PER BOQ UNIT | m |  |  |  | 9.5974 | Excluding VAT
Note | Quantities are standard estimating constants and must be adjusted for specification, method, location and supplier quotations.
DETAILED RATE ANALYSIS — EAST AFRICAN QS FORMAT
Module / Ref | MODULE 3 | 21.01 | [5 empty] | MODULE 3¦21.01
BOQ Item | Supply and install eaves gutters, including brackets, unions, stop ends and outlets
Unit | m | Pricing basis | Nairobi, Kenya — Sep 2026 | Currency | USD | VAT | Excluded
No. | Code | Resource Description | Category | Qty / BOQ Unit | Resource Unit | Rate (USD) | Amount (USD) | Remarks
1 | MAT-120 | Pipe support / bracket assembly | Material | 1 | nr | 14.6059 | 14.6059 | Specific East African resource constant
2 | MAT-002 | Ancillary fittings, supports, fixings and connection materials | Material | 0.01 | item | 40.5719 | 0.40572 | Specific East African resource constant
3 | LAB-011 | Plumber | Labour | 0.5 | hr | 2.3184 | 1.1592 | Specific East African resource constant
4 | LAB-002 | General labourer | Labour | 0.2 | hr | 0.7728 | 0.15456 | Specific East African resource constant
5 | PLT-016 | Small tools & consumables (allowance) | Plant & Tools | 0.02 | hr | 0.5796 | 0.011592 | Specific East African resource constant
6 | SUB-005 | Mechanical / HVAC installation | Subcontractor | 0 | item | 5795.9815 | 0 | Verify local quotation / authority charge
|  | Materials Total |  |  |  |  | 15.0116
|  | Labour Total |  |  |  |  | 1.3138
|  | Plant & Subcontract Total |  |  |  |  | 0.011592
|  | Direct Resource Cost |  |  |  |  | 16.3369
|  | Transport / Carriage | 5% of materials |  |  |  | 0.75058 | Adjust for haul distance
|  | Small Tools, Water & Sundries | 2.5% of labour + plant |  |  |  | 0.033134 | Traditional allowance
|  | PRIME COST |  |  |  |  | 17.1207
|  | Contractor Overheads | 10% |  |  |  | 1.7121 | Editable allowance
|  | Contractor Profit | 10% |  |  |  | 1.8833 | Editable allowance
|  | RATE PER BOQ UNIT | m |  |  |  | 20.716 | Excluding VAT
Note | Quantities are standard estimating constants and must be adjusted for specification, method, location and supplier quotations.
DETAILED RATE ANALYSIS — EAST AFRICAN QS FORMAT
Module / Ref | MODULE 3 | 21.02 | [5 empty] | MODULE 3¦21.02
BOQ Item | Supply and install valley or parapet gutters, including outlets and jointing
Unit | m | Pricing basis | Nairobi, Kenya — Sep 2026 | Currency | USD | VAT | Excluded
No. | Code | Resource Description | Category | Qty / BOQ Unit | Resource Unit | Rate (USD) | Amount (USD) | Remarks
1 | MAT-002 | Ancillary fittings, supports, fixings and connection materials | Material | 0.05 | item | 40.5719 | 2.0286 | East African productivity / consumption constant
2 | MAT-001 | Specified item / equipment (compliance / BIM item) | Material | 0.01 | item | 405.7187 | 4.0572 | Verify supplier/subcontract quotation
3 | LAB-003 | Skilled labourer | Labour | 0.25 | hr | 1.1592 | 0.2898 | East African productivity / consumption constant
4 | LAB-002 | General labourer | Labour | 0.12 | hr | 0.7728 | 0.092736 | East African productivity / consumption constant
5 | PLT-016 | Small tools & consumables (allowance) | Plant & Tools | 0.05 | hr | 0.5796 | 0.02898 | East African productivity / consumption constant
6 | SUB-001 | Testing / commissioning allowance | Subcontractor | 0 | item | 193.1994 | 0 | Verify supplier/subcontract quotation
|  | Materials Total |  |  |  |  | 6.0858
|  | Labour Total |  |  |  |  | 0.38253
|  | Plant & Subcontract Total |  |  |  |  | 0.02898
|  | Direct Resource Cost |  |  |  |  | 6.4973
|  | Transport / Carriage | 5% of materials |  |  |  | 0.30429 | Adjust for haul distance
|  | Small Tools, Water & Sundries | 2.5% of labour + plant |  |  |  | 0.010288 | Traditional allowance
|  | PRIME COST |  |  |  |  | 6.8119
|  | Contractor Overheads | 10% |  |  |  | 0.68119 | Editable allowance
|  | Contractor Profit | 10% |  |  |  | 0.74931 | Editable allowance
|  | RATE PER BOQ UNIT | m |  |  |  | 8.2424 | Excluding VAT
Note | Quantities are standard estimating constants and must be adjusted for specification, method, location and supplier quotations.
DETAILED RATE ANALYSIS — EAST AFRICAN QS FORMAT
Module / Ref | MODULE 3 | 21.03 | [5 empty] | MODULE 3¦21.03
BOQ Item | Supply and install rainwater downpipes, including fittings, brackets and shoes
Unit | m | Pricing basis | Nairobi, Kenya — Sep 2026 | Currency | USD | VAT | Excluded
No. | Code | Resource Description | Category | Qty / BOQ Unit | Resource Unit | Rate (USD) | Amount (USD) | Remarks
1 | MAT-120 | Pipe support / bracket assembly | Material | 1 | nr | 14.6059 | 14.6059 | Specific East African resource constant
2 | MAT-002 | Ancillary fittings, supports, fixings and connection materials | Material | 0.01 | item | 40.5719 | 0.40572 | Specific East African resource constant
3 | LAB-011 | Plumber | Labour | 0.5 | hr | 2.3184 | 1.1592 | Specific East African resource constant
4 | LAB-002 | General labourer | Labour | 0.2 | hr | 0.7728 | 0.15456 | Specific East African resource constant
5 | PLT-016 | Small tools & consumables (allowance) | Plant & Tools | 0.02 | hr | 0.5796 | 0.011592 | Specific East African resource constant
6 | SUB-005 | Mechanical / HVAC installation | Subcontractor | 0 | item | 5795.9815 | 0 | Verify local quotation / authority charge
|  | Materials Total |  |  |  |  | 15.0116
|  | Labour Total |  |  |  |  | 1.3138
|  | Plant & Subcontract Total |  |  |  |  | 0.011592
|  | Direct Resource Cost |  |  |  |  | 16.3369
|  | Transport / Carriage | 5% of materials |  |  |  | 0.75058 | Adjust for haul distance
|  | Small Tools, Water & Sundries | 2.5% of labour + plant |  |  |  | 0.033134 | Traditional allowance
|  | PRIME COST |  |  |  |  | 17.1207
|  | Contractor Overheads | 10% |  |  |  | 1.7121 | Editable allowance
|  | Contractor Profit | 10% |  |  |  | 1.8833 | Editable allowance
|  | RATE PER BOQ UNIT | m |  |  |  | 20.716 | Excluding VAT
Note | Quantities are standard estimating constants and must be adjusted for specification, method, location and supplier quotations.
DETAILED RATE ANALYSIS — EAST AFRICAN QS FORMAT
Module / Ref | MODULE 3 | 21.04 | [5 empty] | MODULE 3¦21.04
BOQ Item | Supply and install rainwater outlets, including gratings, clamps and connections
Unit | nr | Pricing basis | Nairobi, Kenya — Sep 2026 | Currency | USD | VAT | Excluded
No. | Code | Resource Description | Category | Qty / BOQ Unit | Resource Unit | Rate (USD) | Amount (USD) | Remarks
1 | MAT-058 | 13A socket outlet | Material | 1 | nr | 9.7372 | 9.7372 | East African productivity / consumption constant
2 | MAT-054 | PVC/galvanised conduit complete | Material | 2 | m | 2.0286 | 4.0572 | East African productivity / consumption constant
3 | LAB-010 | Electrician | Labour | 1.2 | hr | 2.5116 | 3.0139 | East African productivity / consumption constant
4 | LAB-002 | General labourer | Labour | 0.3 | hr | 0.7728 | 0.23184 | East African productivity / consumption constant
5 | PLT-018 | Electrical/ICT test instruments | Plant & Tools | 0.02 | day | 38.6399 | 0.7728 | East African productivity / consumption constant
6 | SUB-006 | Electrical installation | Subcontractor | 0 | item | 4636.7852 | 0 | Verify supplier/subcontract quotation
|  | Materials Total |  |  |  |  | 13.7944
|  | Labour Total |  |  |  |  | 3.2457
|  | Plant & Subcontract Total |  |  |  |  | 0.7728
|  | Direct Resource Cost |  |  |  |  | 17.813
|  | Transport / Carriage | 5% of materials |  |  |  | 0.68972 | Adjust for haul distance
|  | Small Tools, Water & Sundries | 2.5% of labour + plant |  |  |  | 0.10046 | Traditional allowance
|  | PRIME COST |  |  |  |  | 18.6032
|  | Contractor Overheads | 10% |  |  |  | 1.8603 | Editable allowance
|  | Contractor Profit | 10% |  |  |  | 2.0463 | Editable allowance
|  | RATE PER BOQ UNIT | nr |  |  |  | 22.5098 | Excluding VAT
Note | Quantities are standard estimating constants and must be adjusted for specification, method, location and supplier quotations.
DETAILED RATE ANALYSIS — EAST AFRICAN QS FORMAT
Module / Ref | MODULE 3 | 21.05 | [5 empty] | MODULE 3¦21.05
BOQ Item | Supply and install syphonic roof outlets, including baffle and clamping
Unit | nr | Pricing basis | Nairobi, Kenya — Sep 2026 | Currency | USD | VAT | Excluded
No. | Code | Resource Description | Category | Qty / BOQ Unit | Resource Unit | Rate (USD) | Amount (USD) | Remarks
1 | MAT-058 | 13A socket outlet | Material | 1 | nr | 9.7372 | 9.7372 | East African productivity / consumption constant
2 | MAT-054 | PVC/galvanised conduit complete | Material | 2 | m | 2.0286 | 4.0572 | East African productivity / consumption constant
3 | LAB-010 | Electrician | Labour | 1.2 | hr | 2.5116 | 3.0139 | East African productivity / consumption constant
4 | LAB-002 | General labourer | Labour | 0.3 | hr | 0.7728 | 0.23184 | East African productivity / consumption constant
5 | PLT-018 | Electrical/ICT test instruments | Plant & Tools | 0.02 | day | 38.6399 | 0.7728 | East African productivity / consumption constant
6 | SUB-006 | Electrical installation | Subcontractor | 0 | item | 4636.7852 | 0 | Verify supplier/subcontract quotation
|  | Materials Total |  |  |  |  | 13.7944
|  | Labour Total |  |  |  |  | 3.2457
|  | Plant & Subcontract Total |  |  |  |  | 0.7728
|  | Direct Resource Cost |  |  |  |  | 17.813
|  | Transport / Carriage | 5% of materials |  |  |  | 0.68972 | Adjust for haul distance
|  | Small Tools, Water & Sundries | 2.5% of labour + plant |  |  |  | 0.10046 | Traditional allowance
|  | PRIME COST |  |  |  |  | 18.6032
|  | Contractor Overheads | 10% |  |  |  | 1.8603 | Editable allowance
|  | Contractor Profit | 10% |  |  |  | 2.0463 | Editable allowance
|  | RATE PER BOQ UNIT | nr |  |  |  | 22.5098 | Excluding VAT
Note | Quantities are standard estimating constants and must be adjusted for specification, method, location and supplier quotations.
DETAILED RATE ANALYSIS — EAST AFRICAN QS FORMAT
Module / Ref | MODULE 3 | 21.06 | [5 empty] | MODULE 3¦21.06
BOQ Item | Supply and install rainwater hoppers or funnels
Unit | nr | Pricing basis | Nairobi, Kenya — Sep 2026 | Currency | USD | VAT | Excluded
No. | Code | Resource Description | Category | Qty / BOQ Unit | Resource Unit | Rate (USD) | Amount (USD) | Remarks
1 | MAT-108 | PPE and site-safety consumables | Material | 1 | set | 40.5719 | 40.5719 | Specific East African resource constant
2 | MAT-109 | Fire extinguisher and fire-point equipment | Material | 0.05 | nr | 95.5178 | 4.7759 | Specific East African resource constant
3 | LAB-014 | Site foreman / ganger | Labour | 2 | hr | 2.7048 | 5.4096 | Specific East African resource constant
4 | LAB-002 | General labourer | Labour | 1 | hr | 0.7728 | 0.7728 | Specific East African resource constant
5 | PLT-016 | Small tools & consumables (allowance) | Plant & Tools | 0.2 | hr | 0.5796 | 0.11592 | Specific East African resource constant
6 | SUB-020 | Statutory authority / permit fee allowance | Subcontractor | 0 | item | 579.5981 | 0 | Verify local quotation / authority charge
|  | Materials Total |  |  |  |  | 45.3478
|  | Labour Total |  |  |  |  | 6.1824
|  | Plant & Subcontract Total |  |  |  |  | 0.11592
|  | Direct Resource Cost |  |  |  |  | 51.6461
|  | Transport / Carriage | 5% of materials |  |  |  | 2.2674 | Adjust for haul distance
|  | Small Tools, Water & Sundries | 2.5% of labour + plant |  |  |  | 0.15746 | Traditional allowance
|  | PRIME COST |  |  |  |  | 54.0709
|  | Contractor Overheads | 10% |  |  |  | 5.4071 | Editable allowance
|  | Contractor Profit | 10% |  |  |  | 5.9478 | Editable allowance
|  | RATE PER BOQ UNIT | nr |  |  |  | 65.4258 | Excluding VAT
Note | Quantities are standard estimating constants and must be adjusted for specification, method, location and supplier quotations.
DETAILED RATE ANALYSIS — EAST AFRICAN QS FORMAT
Module / Ref | MODULE 3 | 21.07 | [5 empty] | MODULE 3¦21.07
BOQ Item | Supply and install leaf guards, balloon gratings or gutter guards
Unit | nr | Pricing basis | Nairobi, Kenya — Sep 2026 | Currency | USD | VAT | Excluded
No. | Code | Resource Description | Category | Qty / BOQ Unit | Resource Unit | Rate (USD) | Amount (USD) | Remarks
1 | MAT-073 | Valve / control valve | Material | 1 | nr | 95.5178 | 95.5178 | Discipline-specific East African resource allowance
2 | MAT-120 | Pipe support / bracket assembly | Material | 1 | nr | 14.6059 | 14.6059 | Discipline-specific East African resource allowance
3 | LAB-011 | Plumber | Labour | 2 | hr | 2.3184 | 4.6368 | Discipline-specific East African resource allowance
4 | LAB-002 | General labourer | Labour | 1 | hr | 0.7728 | 0.7728 | Discipline-specific East African resource allowance
5 | PLT-019 | Pipe threading/fusion equipment | Plant & Tools | 0.03 | day | 61.8238 | 1.8547 | Discipline-specific East African resource allowance
6 | SUB-005 | Mechanical / HVAC installation | Subcontractor | 0.005 | item | 5795.9815 | 28.9799 | Discipline provisional allowance — verify quotation
|  | Materials Total |  |  |  |  | 110.1236
|  | Labour Total |  |  |  |  | 5.4096
|  | Plant & Subcontract Total |  |  |  |  | 30.8346
|  | Direct Resource Cost |  |  |  |  | 146.3679
|  | Transport / Carriage | 5% of materials |  |  |  | 5.5062 | Adjust for haul distance
|  | Small Tools, Water & Sundries | 2.5% of labour + plant |  |  |  | 0.90611 | Traditional allowance
|  | PRIME COST |  |  |  |  | 152.7801
|  | Contractor Overheads | 10% |  |  |  | 15.278 | Editable allowance
|  | Contractor Profit | 10% |  |  |  | 16.8058 | Editable allowance
|  | RATE PER BOQ UNIT | nr |  |  |  | 184.864 | Excluding VAT
Note | Quantities are standard estimating constants and must be adjusted for specification, method, location and supplier quotations.
DETAILED RATE ANALYSIS — EAST AFRICAN QS FORMAT
Module / Ref | MODULE 3 | 21.08 | [5 empty] | MODULE 3¦21.08
BOQ Item | Supply and install rainwater shoes, back inlets and connections to below-ground drainage
Unit | nr | Pricing basis | Nairobi, Kenya — Sep 2026 | Currency | USD | VAT | Excluded
No. | Code | Resource Description | Category | Qty / BOQ Unit | Resource Unit | Rate (USD) | Amount (USD) | Remarks
1 | MAT-073 | Valve / control valve | Material | 1 | nr | 95.5178 | 95.5178 | Discipline-specific East African resource allowance
2 | MAT-120 | Pipe support / bracket assembly | Material | 1 | nr | 14.6059 | 14.6059 | Discipline-specific East African resource allowance
3 | LAB-011 | Plumber | Labour | 2 | hr | 2.3184 | 4.6368 | Discipline-specific East African resource allowance
4 | LAB-002 | General labourer | Labour | 1 | hr | 0.7728 | 0.7728 | Discipline-specific East African resource allowance
5 | PLT-019 | Pipe threading/fusion equipment | Plant & Tools | 0.03 | day | 61.8238 | 1.8547 | Discipline-specific East African resource allowance
6 | SUB-005 | Mechanical / HVAC installation | Subcontractor | 0.005 | item | 5795.9815 | 28.9799 | Discipline provisional allowance — verify quotation
|  | Materials Total |  |  |  |  | 110.1236
|  | Labour Total |  |  |  |  | 5.4096
|  | Plant & Subcontract Total |  |  |  |  | 30.8346
|  | Direct Resource Cost |  |  |  |  | 146.3679
|  | Transport / Carriage | 5% of materials |  |  |  | 5.5062 | Adjust for haul distance
|  | Small Tools, Water & Sundries | 2.5% of labour + plant |  |  |  | 0.90611 | Traditional allowance
|  | PRIME COST |  |  |  |  | 152.7801
|  | Contractor Overheads | 10% |  |  |  | 15.278 | Editable allowance
|  | Contractor Profit | 10% |  |  |  | 16.8058 | Editable allowance
|  | RATE PER BOQ UNIT | nr |  |  |  | 184.864 | Excluding VAT
Note | Quantities are standard estimating constants and must be adjusted for specification, method, location and supplier quotations.
DETAILED RATE ANALYSIS — EAST AFRICAN QS FORMAT
Module / Ref | MODULE 3 | 21.09 | [5 empty] | MODULE 3¦21.09
BOQ Item | Supply and install overflow or emergency outlets and warning pipes
Unit | nr | Pricing basis | Nairobi, Kenya — Sep 2026 | Currency | USD | VAT | Excluded
No. | Code | Resource Description | Category | Qty / BOQ Unit | Resource Unit | Rate (USD) | Amount (USD) | Remarks
1 | MAT-058 | 13A socket outlet | Material | 1 | nr | 9.7372 | 9.7372 | East African productivity / consumption constant
2 | MAT-054 | PVC/galvanised conduit complete | Material | 2 | m | 2.0286 | 4.0572 | East African productivity / consumption constant
3 | LAB-010 | Electrician | Labour | 1.2 | hr | 2.5116 | 3.0139 | East African productivity / consumption constant
4 | LAB-002 | General labourer | Labour | 0.3 | hr | 0.7728 | 0.23184 | East African productivity / consumption constant
5 | PLT-018 | Electrical/ICT test instruments | Plant & Tools | 0.02 | day | 38.6399 | 0.7728 | East African productivity / consumption constant
6 | SUB-006 | Electrical installation | Subcontractor | 0 | item | 4636.7852 | 0 | Verify supplier/subcontract quotation
|  | Materials Total |  |  |  |  | 13.7944
|  | Labour Total |  |  |  |  | 3.2457
|  | Plant & Subcontract Total |  |  |  |  | 0.7728
|  | Direct Resource Cost |  |  |  |  | 17.813
|  | Transport / Carriage | 5% of materials |  |  |  | 0.68972 | Adjust for haul distance
|  | Small Tools, Water & Sundries | 2.5% of labour + plant |  |  |  | 0.10046 | Traditional allowance
|  | PRIME COST |  |  |  |  | 18.6032
|  | Contractor Overheads | 10% |  |  |  | 1.8603 | Editable allowance
|  | Contractor Profit | 10% |  |  |  | 2.0463 | Editable allowance
|  | RATE PER BOQ UNIT | nr |  |  |  | 22.5098 | Excluding VAT
Note | Quantities are standard estimating constants and must be adjusted for specification, method, location and supplier quotations.
DETAILED RATE ANALYSIS — EAST AFRICAN QS FORMAT
Module / Ref | MODULE 3 | 21.1 | [5 empty] | MODULE 3¦21.1
BOQ Item | Supply and install pipe support brackets and fixings to rainwater goods
Unit | nr | Pricing basis | Nairobi, Kenya — Sep 2026 | Currency | USD | VAT | Excluded
No. | Code | Resource Description | Category | Qty / BOQ Unit | Resource Unit | Rate (USD) | Amount (USD) | Remarks
1 | MAT-120 | Pipe support / bracket assembly | Material | 1 | nr | 14.6059 | 14.6059 | Specific East African resource constant
2 | MAT-002 | Ancillary fittings, supports, fixings and connection materials | Material | 0.01 | item | 40.5719 | 0.40572 | Specific East African resource constant
3 | LAB-011 | Plumber | Labour | 0.5 | hr | 2.3184 | 1.1592 | Specific East African resource constant
4 | LAB-002 | General labourer | Labour | 0.2 | hr | 0.7728 | 0.15456 | Specific East African resource constant
5 | PLT-016 | Small tools & consumables (allowance) | Plant & Tools | 0.02 | hr | 0.5796 | 0.011592 | Specific East African resource constant
6 | SUB-005 | Mechanical / HVAC installation | Subcontractor | 0 | item | 5795.9815 | 0 | Verify local quotation / authority charge
|  | Materials Total |  |  |  |  | 15.0116
|  | Labour Total |  |  |  |  | 1.3138
|  | Plant & Subcontract Total |  |  |  |  | 0.011592
|  | Direct Resource Cost |  |  |  |  | 16.3369
|  | Transport / Carriage | 5% of materials |  |  |  | 0.75058 | Adjust for haul distance
|  | Small Tools, Water & Sundries | 2.5% of labour + plant |  |  |  | 0.033134 | Traditional allowance
|  | PRIME COST |  |  |  |  | 17.1207
|  | Contractor Overheads | 10% |  |  |  | 1.7121 | Editable allowance
|  | Contractor Profit | 10% |  |  |  | 1.8833 | Editable allowance
|  | RATE PER BOQ UNIT | nr |  |  |  | 20.716 | Excluding VAT
Note | Quantities are standard estimating constants and must be adjusted for specification, method, location and supplier quotations.
DETAILED RATE ANALYSIS — EAST AFRICAN QS FORMAT
Module / Ref | MODULE 3 | 21.11 | [5 empty] | MODULE 3¦21.11
BOQ Item | Carry out testing and flow-checking of completed rainwater installation
Unit | m | Pricing basis | Nairobi, Kenya — Sep 2026 | Currency | USD | VAT | Excluded
No. | Code | Resource Description | Category | Qty / BOQ Unit | Resource Unit | Rate (USD) | Amount (USD) | Remarks
1 | MAT-002 | Ancillary fittings, supports, fixings and connection materials | Material | 0.05 | item | 40.5719 | 2.0286 | East African productivity / consumption constant
2 | MAT-001 | Specified item / equipment (compliance / BIM item) | Material | 0.01 | item | 405.7187 | 4.0572 | Verify supplier/subcontract quotation
3 | LAB-003 | Skilled labourer | Labour | 0.25 | hr | 1.1592 | 0.2898 | East African productivity / consumption constant
4 | LAB-002 | General labourer | Labour | 0.12 | hr | 0.7728 | 0.092736 | East African productivity / consumption constant
5 | PLT-016 | Small tools & consumables (allowance) | Plant & Tools | 0.05 | hr | 0.5796 | 0.02898 | East African productivity / consumption constant
6 | SUB-001 | Testing / commissioning allowance | Subcontractor | 0 | item | 193.1994 | 0 | Verify supplier/subcontract quotation
|  | Materials Total |  |  |  |  | 6.0858
|  | Labour Total |  |  |  |  | 0.38253
|  | Plant & Subcontract Total |  |  |  |  | 0.02898
|  | Direct Resource Cost |  |  |  |  | 6.4973
|  | Transport / Carriage | 5% of materials |  |  |  | 0.30429 | Adjust for haul distance
|  | Small Tools, Water & Sundries | 2.5% of labour + plant |  |  |  | 0.010288 | Traditional allowance
|  | PRIME COST |  |  |  |  | 6.8119
|  | Contractor Overheads | 10% |  |  |  | 0.68119 | Editable allowance
|  | Contractor Profit | 10% |  |  |  | 0.74931 | Editable allowance
|  | RATE PER BOQ UNIT | m |  |  |  | 8.2424 | Excluding VAT
Note | Quantities are standard estimating constants and must be adjusted for specification, method, location and supplier quotations.
DETAILED RATE ANALYSIS — EAST AFRICAN QS FORMAT
Module / Ref | MODULE 3 | 22.01 | [5 empty] | MODULE 3¦22.01
BOQ Item | Supply and install incoming cold-water service main, including stop tap and connection
Unit | m | Pricing basis | Nairobi, Kenya — Sep 2026 | Currency | USD | VAT | Excluded
No. | Code | Resource Description | Category | Qty / BOQ Unit | Resource Unit | Rate (USD) | Amount (USD) | Remarks
1 | MAT-002 | Ancillary fittings, supports, fixings and connection materials | Material | 0.05 | item | 40.5719 | 2.0286 | East African productivity / consumption constant
2 | MAT-001 | Specified item / equipment (compliance / BIM item) | Material | 0.01 | item | 405.7187 | 4.0572 | Verify supplier/subcontract quotation
3 | LAB-003 | Skilled labourer | Labour | 0.25 | hr | 1.1592 | 0.2898 | East African productivity / consumption constant
4 | LAB-002 | General labourer | Labour | 0.12 | hr | 0.7728 | 0.092736 | East African productivity / consumption constant
5 | PLT-016 | Small tools & consumables (allowance) | Plant & Tools | 0.05 | hr | 0.5796 | 0.02898 | East African productivity / consumption constant
6 | SUB-001 | Testing / commissioning allowance | Subcontractor | 0 | item | 193.1994 | 0 | Verify supplier/subcontract quotation
|  | Materials Total |  |  |  |  | 6.0858
|  | Labour Total |  |  |  |  | 0.38253
|  | Plant & Subcontract Total |  |  |  |  | 0.02898
|  | Direct Resource Cost |  |  |  |  | 6.4973
|  | Transport / Carriage | 5% of materials |  |  |  | 0.30429 | Adjust for haul distance
|  | Small Tools, Water & Sundries | 2.5% of labour + plant |  |  |  | 0.010288 | Traditional allowance
|  | PRIME COST |  |  |  |  | 6.8119
|  | Contractor Overheads | 10% |  |  |  | 0.68119 | Editable allowance
|  | Contractor Profit | 10% |  |  |  | 0.74931 | Editable allowance
|  | RATE PER BOQ UNIT | m |  |  |  | 8.2424 | Excluding VAT
Note | Quantities are standard estimating constants and must be adjusted for specification, method, location and supplier quotations.
DETAILED RATE ANALYSIS — EAST AFRICAN QS FORMAT
Module / Ref | MODULE 3 | 22.02 | [5 empty] | MODULE 3¦22.02
BOQ Item | Supply and install cold-water storage tank/cistern, including cover, insulation and connections
Unit | nr | Pricing basis | Nairobi, Kenya — Sep 2026 | Currency | USD | VAT | Excluded
No. | Code | Resource Description | Category | Qty / BOQ Unit | Resource Unit | Rate (USD) | Amount (USD) | Remarks
1 | MAT-072 | Water/storage tank | Material | 1 | nr | 1989.9536 | 1989.9536 | East African productivity / consumption constant
2 | MAT-073 | Valve / control valve | Material | 3 | nr | 95.5178 | 286.5533 | East African productivity / consumption constant
3 | LAB-011 | Plumber | Labour | 8 | hr | 2.3184 | 18.5471 | East African productivity / consumption constant
4 | LAB-002 | General labourer | Labour | 4 | hr | 0.7728 | 3.0912 | East African productivity / consumption constant
5 | PLT-007 | Mobile crane, 25t | Plant & Tools | 0.08 | day | 1062.5966 | 85.0077 | East African productivity / consumption constant
6 | SUB-005 | Mechanical / HVAC installation | Subcontractor | 0.03 | item | 5795.9815 | 173.8794 | Verify supplier/subcontract quotation
|  | Materials Total |  |  |  |  | 2276.507
|  | Labour Total |  |  |  |  | 21.6383
|  | Plant & Subcontract Total |  |  |  |  | 258.8872
|  | Direct Resource Cost |  |  |  |  | 2557.0325
|  | Transport / Carriage | 5% of materials |  |  |  | 113.8253 | Adjust for haul distance
|  | Small Tools, Water & Sundries | 2.5% of labour + plant |  |  |  | 7.0131 | Traditional allowance
|  | PRIME COST |  |  |  |  | 2677.8709
|  | Contractor Overheads | 10% |  |  |  | 267.7871 | Editable allowance
|  | Contractor Profit | 10% |  |  |  | 294.5658 | Editable allowance
|  | RATE PER BOQ UNIT | nr |  |  |  | 3240.2238 | Excluding VAT
Note | Quantities are standard estimating constants and must be adjusted for specification, method, location and supplier quotations.
DETAILED RATE ANALYSIS — EAST AFRICAN QS FORMAT
Module / Ref | MODULE 3 | 22.03 | [5 empty] | MODULE 3¦22.03
BOQ Item | Supply and install cold-water distribution pipework in copper, including fittings and brackets
Unit | m | Pricing basis | Nairobi, Kenya — Sep 2026 | Currency | USD | VAT | Excluded
No. | Code | Resource Description | Category | Qty / BOQ Unit | Resource Unit | Rate (USD) | Amount (USD) | Remarks
1 | MAT-108 | PPE and site-safety consumables | Material | 1 | set | 40.5719 | 40.5719 | Specific East African resource constant
2 | MAT-109 | Fire extinguisher and fire-point equipment | Material | 0.05 | nr | 95.5178 | 4.7759 | Specific East African resource constant
3 | LAB-014 | Site foreman / ganger | Labour | 2 | hr | 2.7048 | 5.4096 | Specific East African resource constant
4 | LAB-002 | General labourer | Labour | 1 | hr | 0.7728 | 0.7728 | Specific East African resource constant
5 | PLT-016 | Small tools & consumables (allowance) | Plant & Tools | 0.2 | hr | 0.5796 | 0.11592 | Specific East African resource constant
6 | SUB-020 | Statutory authority / permit fee allowance | Subcontractor | 0 | item | 579.5981 | 0 | Verify local quotation / authority charge
|  | Materials Total |  |  |  |  | 45.3478
|  | Labour Total |  |  |  |  | 6.1824
|  | Plant & Subcontract Total |  |  |  |  | 0.11592
|  | Direct Resource Cost |  |  |  |  | 51.6461
|  | Transport / Carriage | 5% of materials |  |  |  | 2.2674 | Adjust for haul distance
|  | Small Tools, Water & Sundries | 2.5% of labour + plant |  |  |  | 0.15746 | Traditional allowance
|  | PRIME COST |  |  |  |  | 54.0709
|  | Contractor Overheads | 10% |  |  |  | 5.4071 | Editable allowance
|  | Contractor Profit | 10% |  |  |  | 5.9478 | Editable allowance
|  | RATE PER BOQ UNIT | m |  |  |  | 65.4258 | Excluding VAT
Note | Quantities are standard estimating constants and must be adjusted for specification, method, location and supplier quotations.
DETAILED RATE ANALYSIS — EAST AFRICAN QS FORMAT
Module / Ref | MODULE 3 | 22.04 | [5 empty] | MODULE 3¦22.04
BOQ Item | Supply and install cold-water distribution pipework in plastic (PEX/PB), including fittings
Unit | m | Pricing basis | Nairobi, Kenya — Sep 2026 | Currency | USD | VAT | Excluded
No. | Code | Resource Description | Category | Qty / BOQ Unit | Resource Unit | Rate (USD) | Amount (USD) | Remarks
1 | MAT-048 | PPR water pipe and fittings | Material | 1.05 | m | 2.4343 | 2.556 | East African productivity / consumption constant
2 | MAT-002 | Ancillary fittings, supports, fixings and connection materials | Material | 0.03 | item | 40.5719 | 1.2172 | East African productivity / consumption constant
3 | LAB-011 | Plumber | Labour | 0.35 | hr | 2.3184 | 0.81144 | East African productivity / consumption constant
4 | LAB-002 | General labourer | Labour | 0.15 | hr | 0.7728 | 0.11592 | East African productivity / consumption constant
5 | PLT-019 | Pipe threading/fusion equipment | Plant & Tools | 0.03 | day | 61.8238 | 1.8547 | East African productivity / consumption constant
6 | SUB-005 | Mechanical / HVAC installation | Subcontractor | 0 | item | 5795.9815 | 0 | Verify supplier/subcontract quotation
|  | Materials Total |  |  |  |  | 3.7732
|  | Labour Total |  |  |  |  | 0.92736
|  | Plant & Subcontract Total |  |  |  |  | 1.8547
|  | Direct Resource Cost |  |  |  |  | 6.5553
|  | Transport / Carriage | 5% of materials |  |  |  | 0.18866 | Adjust for haul distance
|  | Small Tools, Water & Sundries | 2.5% of labour + plant |  |  |  | 0.069552 | Traditional allowance
|  | PRIME COST |  |  |  |  | 6.8135
|  | Contractor Overheads | 10% |  |  |  | 0.68135 | Editable allowance
|  | Contractor Profit | 10% |  |  |  | 0.74948 | Editable allowance
|  | RATE PER BOQ UNIT | m |  |  |  | 8.2443 | Excluding VAT
Note | Quantities are standard estimating constants and must be adjusted for specification, method, location and supplier quotations.
DETAILED RATE ANALYSIS — EAST AFRICAN QS FORMAT
Module / Ref | MODULE 3 | 22.05 | [5 empty] | MODULE 3¦22.05
BOQ Item | Supply and install isolation, gate and stop valves to cold-water pipework
Unit | nr | Pricing basis | Nairobi, Kenya — Sep 2026 | Currency | USD | VAT | Excluded
No. | Code | Resource Description | Category | Qty / BOQ Unit | Resource Unit | Rate (USD) | Amount (USD) | Remarks
1 | MAT-073 | Valve / control valve | Material | 1 | nr | 95.5178 | 95.5178 | East African productivity / consumption constant
2 | MAT-002 | Ancillary fittings, supports, fixings and connection materials | Material | 0.02 | item | 40.5719 | 0.81144 | East African productivity / consumption constant
3 | LAB-011 | Plumber | Labour | 1.5 | hr | 2.3184 | 3.4776 | East African productivity / consumption constant
4 | LAB-002 | General labourer | Labour | 0.5 | hr | 0.7728 | 0.3864 | East African productivity / consumption constant
5 | PLT-019 | Pipe threading/fusion equipment | Plant & Tools | 0.01 | day | 61.8238 | 0.61824 | East African productivity / consumption constant
6 | SUB-005 | Mechanical / HVAC installation | Subcontractor | 0 | item | 5795.9815 | 0 | Verify supplier/subcontract quotation
|  | Materials Total |  |  |  |  | 96.3292
|  | Labour Total |  |  |  |  | 3.864
|  | Plant & Subcontract Total |  |  |  |  | 0.61824
|  | Direct Resource Cost |  |  |  |  | 100.8114
|  | Transport / Carriage | 5% of materials |  |  |  | 4.8165 | Adjust for haul distance
|  | Small Tools, Water & Sundries | 2.5% of labour + plant |  |  |  | 0.11206 | Traditional allowance
|  | PRIME COST |  |  |  |  | 105.74
|  | Contractor Overheads | 10% |  |  |  | 10.574 | Editable allowance
|  | Contractor Profit | 10% |  |  |  | 11.6314 | Editable allowance
|  | RATE PER BOQ UNIT | nr |  |  |  | 127.9453 | Excluding VAT
Note | Quantities are standard estimating constants and must be adjusted for specification, method, location and supplier quotations.
DETAILED RATE ANALYSIS — EAST AFRICAN QS FORMAT
Module / Ref | MODULE 3 | 22.06 | [5 empty] | MODULE 3¦22.06
BOQ Item | Supply and install pressure-reducing valves, strainers and check valves
Unit | nr | Pricing basis | Nairobi, Kenya — Sep 2026 | Currency | USD | VAT | Excluded
No. | Code | Resource Description | Category | Qty / BOQ Unit | Resource Unit | Rate (USD) | Amount (USD) | Remarks
1 | MAT-073 | Valve / control valve | Material | 1 | nr | 95.5178 | 95.5178 | East African productivity / consumption constant
2 | MAT-002 | Ancillary fittings, supports, fixings and connection materials | Material | 0.02 | item | 40.5719 | 0.81144 | East African productivity / consumption constant
3 | LAB-011 | Plumber | Labour | 1.5 | hr | 2.3184 | 3.4776 | East African productivity / consumption constant
4 | LAB-002 | General labourer | Labour | 0.5 | hr | 0.7728 | 0.3864 | East African productivity / consumption constant
5 | PLT-019 | Pipe threading/fusion equipment | Plant & Tools | 0.01 | day | 61.8238 | 0.61824 | East African productivity / consumption constant
6 | SUB-005 | Mechanical / HVAC installation | Subcontractor | 0 | item | 5795.9815 | 0 | Verify supplier/subcontract quotation
|  | Materials Total |  |  |  |  | 96.3292
|  | Labour Total |  |  |  |  | 3.864
|  | Plant & Subcontract Total |  |  |  |  | 0.61824
|  | Direct Resource Cost |  |  |  |  | 100.8114
|  | Transport / Carriage | 5% of materials |  |  |  | 4.8165 | Adjust for haul distance
|  | Small Tools, Water & Sundries | 2.5% of labour + plant |  |  |  | 0.11206 | Traditional allowance
|  | PRIME COST |  |  |  |  | 105.74
|  | Contractor Overheads | 10% |  |  |  | 10.574 | Editable allowance
|  | Contractor Profit | 10% |  |  |  | 11.6314 | Editable allowance
|  | RATE PER BOQ UNIT | nr |  |  |  | 127.9453 | Excluding VAT
Note | Quantities are standard estimating constants and must be adjusted for specification, method, location and supplier quotations.
DETAILED RATE ANALYSIS — EAST AFRICAN QS FORMAT
Module / Ref | MODULE 3 | 22.07 | [5 empty] | MODULE 3¦22.07
BOQ Item | Supply and install booster pump set or pressurisation unit, including controls
Unit | nr | Pricing basis | Nairobi, Kenya — Sep 2026 | Currency | USD | VAT | Excluded
No. | Code | Resource Description | Category | Qty / BOQ Unit | Resource Unit | Rate (USD) | Amount (USD) | Remarks
1 | MAT-071 | Pump set complete | Material | 1 | nr | 2785.9351 | 2785.9351 | East African productivity / consumption constant
2 | MAT-073 | Valve / control valve | Material | 2 | nr | 95.5178 | 191.0355 | East African productivity / consumption constant
3 | LAB-011 | Plumber | Labour | 8 | hr | 2.3184 | 18.5471 | East African productivity / consumption constant
4 | LAB-002 | General labourer | Labour | 3 | hr | 0.7728 | 2.3184 | East African productivity / consumption constant
5 | PLT-007 | Mobile crane, 25t | Plant & Tools | 0.05 | day | 1062.5966 | 53.1298 | East African productivity / consumption constant
6 | SUB-005 | Mechanical / HVAC installation | Subcontractor | 0.03 | item | 5795.9815 | 173.8794 | Verify supplier/subcontract quotation
|  | Materials Total |  |  |  |  | 2976.9706
|  | Labour Total |  |  |  |  | 20.8655
|  | Plant & Subcontract Total |  |  |  |  | 227.0093
|  | Direct Resource Cost |  |  |  |  | 3224.8454
|  | Transport / Carriage | 5% of materials |  |  |  | 148.8485 | Adjust for haul distance
|  | Small Tools, Water & Sundries | 2.5% of labour + plant |  |  |  | 6.1969 | Traditional allowance
|  | PRIME COST |  |  |  |  | 3379.8908
|  | Contractor Overheads | 10% |  |  |  | 337.9891 | Editable allowance
|  | Contractor Profit | 10% |  |  |  | 371.788 | Editable allowance
|  | RATE PER BOQ UNIT | nr |  |  |  | 4089.6679 | Excluding VAT
Note | Quantities are standard estimating constants and must be adjusted for specification, method, location and supplier quotations.
DETAILED RATE ANALYSIS — EAST AFRICAN QS FORMAT
Module / Ref | MODULE 3 | 22.08 | [5 empty] | MODULE 3¦22.08
BOQ Item | Supply and install water meters and associated fittings
Unit | nr | Pricing basis | Nairobi, Kenya — Sep 2026 | Currency | USD | VAT | Excluded
No. | Code | Resource Description | Category | Qty / BOQ Unit | Resource Unit | Rate (USD) | Amount (USD) | Remarks
1 | MAT-073 | Valve / control valve | Material | 1 | nr | 95.5178 | 95.5178 | Discipline-specific East African resource allowance
2 | MAT-120 | Pipe support / bracket assembly | Material | 1 | nr | 14.6059 | 14.6059 | Discipline-specific East African resource allowance
3 | LAB-011 | Plumber | Labour | 2 | hr | 2.3184 | 4.6368 | Discipline-specific East African resource allowance
4 | LAB-002 | General labourer | Labour | 1 | hr | 0.7728 | 0.7728 | Discipline-specific East African resource allowance
5 | PLT-019 | Pipe threading/fusion equipment | Plant & Tools | 0.03 | day | 61.8238 | 1.8547 | Discipline-specific East African resource allowance
6 | SUB-005 | Mechanical / HVAC installation | Subcontractor | 0.005 | item | 5795.9815 | 28.9799 | Discipline provisional allowance — verify quotation
|  | Materials Total |  |  |  |  | 110.1236
|  | Labour Total |  |  |  |  | 5.4096
|  | Plant & Subcontract Total |  |  |  |  | 30.8346
|  | Direct Resource Cost |  |  |  |  | 146.3679
|  | Transport / Carriage | 5% of materials |  |  |  | 5.5062 | Adjust for haul distance
|  | Small Tools, Water & Sundries | 2.5% of labour + plant |  |  |  | 0.90611 | Traditional allowance
|  | PRIME COST |  |  |  |  | 152.7801
|  | Contractor Overheads | 10% |  |  |  | 15.278 | Editable allowance
|  | Contractor Profit | 10% |  |  |  | 16.8058 | Editable allowance
|  | RATE PER BOQ UNIT | nr |  |  |  | 184.864 | Excluding VAT
Note | Quantities are standard estimating constants and must be adjusted for specification, method, location and supplier quotations.
DETAILED RATE ANALYSIS — EAST AFRICAN QS FORMAT
Module / Ref | MODULE 3 | 22.09 | [5 empty] | MODULE 3¦22.09
BOQ Item | Supply and install backflow-prevention devices to specified fluid category
Unit | nr | Pricing basis | Nairobi, Kenya — Sep 2026 | Currency | USD | VAT | Excluded
No. | Code | Resource Description | Category | Qty / BOQ Unit | Resource Unit | Rate (USD) | Amount (USD) | Remarks
1 | MAT-073 | Valve / control valve | Material | 1 | nr | 95.5178 | 95.5178 | Discipline-specific East African resource allowance
2 | MAT-120 | Pipe support / bracket assembly | Material | 1 | nr | 14.6059 | 14.6059 | Discipline-specific East African resource allowance
3 | LAB-011 | Plumber | Labour | 2 | hr | 2.3184 | 4.6368 | Discipline-specific East African resource allowance
4 | LAB-002 | General labourer | Labour | 1 | hr | 0.7728 | 0.7728 | Discipline-specific East African resource allowance
5 | PLT-019 | Pipe threading/fusion equipment | Plant & Tools | 0.03 | day | 61.8238 | 1.8547 | Discipline-specific East African resource allowance
6 | SUB-005 | Mechanical / HVAC installation | Subcontractor | 0.005 | item | 5795.9815 | 28.9799 | Discipline provisional allowance — verify quotation
|  | Materials Total |  |  |  |  | 110.1236
|  | Labour Total |  |  |  |  | 5.4096
|  | Plant & Subcontract Total |  |  |  |  | 30.8346
|  | Direct Resource Cost |  |  |  |  | 146.3679
|  | Transport / Carriage | 5% of materials |  |  |  | 5.5062 | Adjust for haul distance
|  | Small Tools, Water & Sundries | 2.5% of labour + plant |  |  |  | 0.90611 | Traditional allowance
|  | PRIME COST |  |  |  |  | 152.7801
|  | Contractor Overheads | 10% |  |  |  | 15.278 | Editable allowance
|  | Contractor Profit | 10% |  |  |  | 16.8058 | Editable allowance
|  | RATE PER BOQ UNIT | nr |  |  |  | 184.864 | Excluding VAT
Note | Quantities are standard estimating constants and must be adjusted for specification, method, location and supplier quotations.
DETAILED RATE ANALYSIS — EAST AFRICAN QS FORMAT
Module / Ref | MODULE 3 | 22.1 | [5 empty] | MODULE 3¦22.1
BOQ Item | Supply and install tank float valves, overflow and warning pipes
Unit | nr | Pricing basis | Nairobi, Kenya — Sep 2026 | Currency | USD | VAT | Excluded
No. | Code | Resource Description | Category | Qty / BOQ Unit | Resource Unit | Rate (USD) | Amount (USD) | Remarks
1 | MAT-072 | Water/storage tank | Material | 1 | nr | 1989.9536 | 1989.9536 | East African productivity / consumption constant
2 | MAT-073 | Valve / control valve | Material | 3 | nr | 95.5178 | 286.5533 | East African productivity / consumption constant
3 | LAB-011 | Plumber | Labour | 8 | hr | 2.3184 | 18.5471 | East African productivity / consumption constant
4 | LAB-002 | General labourer | Labour | 4 | hr | 0.7728 | 3.0912 | East African productivity / consumption constant
5 | PLT-007 | Mobile crane, 25t | Plant & Tools | 0.08 | day | 1062.5966 | 85.0077 | East African productivity / consumption constant
6 | SUB-005 | Mechanical / HVAC installation | Subcontractor | 0.03 | item | 5795.9815 | 173.8794 | Verify supplier/subcontract quotation
|  | Materials Total |  |  |  |  | 2276.507
|  | Labour Total |  |  |  |  | 21.6383
|  | Plant & Subcontract Total |  |  |  |  | 258.8872
|  | Direct Resource Cost |  |  |  |  | 2557.0325
|  | Transport / Carriage | 5% of materials |  |  |  | 113.8253 | Adjust for haul distance
|  | Small Tools, Water & Sundries | 2.5% of labour + plant |  |  |  | 7.0131 | Traditional allowance
|  | PRIME COST |  |  |  |  | 2677.8709
|  | Contractor Overheads | 10% |  |  |  | 267.7871 | Editable allowance
|  | Contractor Profit | 10% |  |  |  | 294.5658 | Editable allowance
|  | RATE PER BOQ UNIT | nr |  |  |  | 3240.2238 | Excluding VAT
Note | Quantities are standard estimating constants and must be adjusted for specification, method, location and supplier quotations.
DETAILED RATE ANALYSIS — EAST AFRICAN QS FORMAT
Module / Ref | MODULE 3 | 22.11 | [5 empty] | MODULE 3¦22.11
BOQ Item | Supply and install pipe supports, brackets and fixings to cold-water pipework
Unit | nr | Pricing basis | Nairobi, Kenya — Sep 2026 | Currency | USD | VAT | Excluded
No. | Code | Resource Description | Category | Qty / BOQ Unit | Resource Unit | Rate (USD) | Amount (USD) | Remarks
1 | MAT-120 | Pipe support / bracket assembly | Material | 1 | nr | 14.6059 | 14.6059 | Specific East African resource constant
2 | MAT-002 | Ancillary fittings, supports, fixings and connection materials | Material | 0.01 | item | 40.5719 | 0.40572 | Specific East African resource constant
3 | LAB-011 | Plumber | Labour | 0.5 | hr | 2.3184 | 1.1592 | Specific East African resource constant
4 | LAB-002 | General labourer | Labour | 0.2 | hr | 0.7728 | 0.15456 | Specific East African resource constant
5 | PLT-016 | Small tools & consumables (allowance) | Plant & Tools | 0.02 | hr | 0.5796 | 0.011592 | Specific East African resource constant
6 | SUB-005 | Mechanical / HVAC installation | Subcontractor | 0 | item | 5795.9815 | 0 | Verify local quotation / authority charge
|  | Materials Total |  |  |  |  | 15.0116
|  | Labour Total |  |  |  |  | 1.3138
|  | Plant & Subcontract Total |  |  |  |  | 0.011592
|  | Direct Resource Cost |  |  |  |  | 16.3369
|  | Transport / Carriage | 5% of materials |  |  |  | 0.75058 | Adjust for haul distance
|  | Small Tools, Water & Sundries | 2.5% of labour + plant |  |  |  | 0.033134 | Traditional allowance
|  | PRIME COST |  |  |  |  | 17.1207
|  | Contractor Overheads | 10% |  |  |  | 1.7121 | Editable allowance
|  | Contractor Profit | 10% |  |  |  | 1.8833 | Editable allowance
|  | RATE PER BOQ UNIT | nr |  |  |  | 20.716 | Excluding VAT
Note | Quantities are standard estimating constants and must be adjusted for specification, method, location and supplier quotations.
DETAILED RATE ANALYSIS — EAST AFRICAN QS FORMAT
Module / Ref | MODULE 3 | 22.12 | [5 empty] | MODULE 3¦22.12
BOQ Item | Carry out pressure testing, flushing, chlorination and sampling of cold-water system
Unit | m | Pricing basis | Nairobi, Kenya — Sep 2026 | Currency | USD | VAT | Excluded
No. | Code | Resource Description | Category | Qty / BOQ Unit | Resource Unit | Rate (USD) | Amount (USD) | Remarks
1 | MAT-002 | Ancillary fittings, supports, fixings and connection materials | Material | 0.05 | item | 40.5719 | 2.0286 | East African productivity / consumption constant
2 | MAT-001 | Specified item / equipment (compliance / BIM item) | Material | 0.01 | item | 405.7187 | 4.0572 | Verify supplier/subcontract quotation
3 | LAB-003 | Skilled labourer | Labour | 0.25 | hr | 1.1592 | 0.2898 | East African productivity / consumption constant
4 | LAB-002 | General labourer | Labour | 0.12 | hr | 0.7728 | 0.092736 | East African productivity / consumption constant
5 | PLT-016 | Small tools & consumables (allowance) | Plant & Tools | 0.05 | hr | 0.5796 | 0.02898 | East African productivity / consumption constant
6 | SUB-001 | Testing / commissioning allowance | Subcontractor | 0 | item | 193.1994 | 0 | Verify supplier/subcontract quotation
|  | Materials Total |  |  |  |  | 6.0858
|  | Labour Total |  |  |  |  | 0.38253
|  | Plant & Subcontract Total |  |  |  |  | 0.02898
|  | Direct Resource Cost |  |  |  |  | 6.4973
|  | Transport / Carriage | 5% of materials |  |  |  | 0.30429 | Adjust for haul distance
|  | Small Tools, Water & Sundries | 2.5% of labour + plant |  |  |  | 0.010288 | Traditional allowance
|  | PRIME COST |  |  |  |  | 6.8119
|  | Contractor Overheads | 10% |  |  |  | 0.68119 | Editable allowance
|  | Contractor Profit | 10% |  |  |  | 0.74931 | Editable allowance
|  | RATE PER BOQ UNIT | m |  |  |  | 8.2424 | Excluding VAT
Note | Quantities are standard estimating constants and must be adjusted for specification, method, location and supplier quotations.
DETAILED RATE ANALYSIS — EAST AFRICAN QS FORMAT
Module / Ref | MODULE 3 | 23.01 | [5 empty] | MODULE 3¦23.01
BOQ Item | Supply and install hot-water storage cylinder or calorifier, including connections and controls
Unit | nr | Pricing basis | Nairobi, Kenya — Sep 2026 | Currency | USD | VAT | Excluded
No. | Code | Resource Description | Category | Qty / BOQ Unit | Resource Unit | Rate (USD) | Amount (USD) | Remarks
1 | MAT-072 | Water/storage tank | Material | 1 | nr | 1989.9536 | 1989.9536 | East African productivity / consumption constant
2 | MAT-073 | Valve / control valve | Material | 3 | nr | 95.5178 | 286.5533 | East African productivity / consumption constant
3 | LAB-011 | Plumber | Labour | 8 | hr | 2.3184 | 18.5471 | East African productivity / consumption constant
4 | LAB-002 | General labourer | Labour | 4 | hr | 0.7728 | 3.0912 | East African productivity / consumption constant
5 | PLT-007 | Mobile crane, 25t | Plant & Tools | 0.08 | day | 1062.5966 | 85.0077 | East African productivity / consumption constant
6 | SUB-005 | Mechanical / HVAC installation | Subcontractor | 0.03 | item | 5795.9815 | 173.8794 | Verify supplier/subcontract quotation
|  | Materials Total |  |  |  |  | 2276.507
|  | Labour Total |  |  |  |  | 21.6383
|  | Plant & Subcontract Total |  |  |  |  | 258.8872
|  | Direct Resource Cost |  |  |  |  | 2557.0325
|  | Transport / Carriage | 5% of materials |  |  |  | 113.8253 | Adjust for haul distance
|  | Small Tools, Water & Sundries | 2.5% of labour + plant |  |  |  | 7.0131 | Traditional allowance
|  | PRIME COST |  |  |  |  | 2677.8709
|  | Contractor Overheads | 10% |  |  |  | 267.7871 | Editable allowance
|  | Contractor Profit | 10% |  |  |  | 294.5658 | Editable allowance
|  | RATE PER BOQ UNIT | nr |  |  |  | 3240.2238 | Excluding VAT
Note | Quantities are standard estimating constants and must be adjusted for specification, method, location and supplier quotations.
DETAILED RATE ANALYSIS — EAST AFRICAN QS FORMAT
Module / Ref | MODULE 3 | 23.02 | [5 empty] | MODULE 3¦23.02
BOQ Item | Supply and install instantaneous or point-of-use water heater
Unit | nr | Pricing basis | Nairobi, Kenya — Sep 2026 | Currency | USD | VAT | Excluded
No. | Code | Resource Description | Category | Qty / BOQ Unit | Resource Unit | Rate (USD) | Amount (USD) | Remarks
1 | MAT-073 | Valve / control valve | Material | 1 | nr | 95.5178 | 95.5178 | Discipline-specific East African resource allowance
2 | MAT-120 | Pipe support / bracket assembly | Material | 1 | nr | 14.6059 | 14.6059 | Discipline-specific East African resource allowance
3 | LAB-011 | Plumber | Labour | 2 | hr | 2.3184 | 4.6368 | Discipline-specific East African resource allowance
4 | LAB-002 | General labourer | Labour | 1 | hr | 0.7728 | 0.7728 | Discipline-specific East African resource allowance
5 | PLT-019 | Pipe threading/fusion equipment | Plant & Tools | 0.03 | day | 61.8238 | 1.8547 | Discipline-specific East African resource allowance
6 | SUB-005 | Mechanical / HVAC installation | Subcontractor | 0.005 | item | 5795.9815 | 28.9799 | Discipline provisional allowance — verify quotation
|  | Materials Total |  |  |  |  | 110.1236
|  | Labour Total |  |  |  |  | 5.4096
|  | Plant & Subcontract Total |  |  |  |  | 30.8346
|  | Direct Resource Cost |  |  |  |  | 146.3679
|  | Transport / Carriage | 5% of materials |  |  |  | 5.5062 | Adjust for haul distance
|  | Small Tools, Water & Sundries | 2.5% of labour + plant |  |  |  | 0.90611 | Traditional allowance
|  | PRIME COST |  |  |  |  | 152.7801
|  | Contractor Overheads | 10% |  |  |  | 15.278 | Editable allowance
|  | Contractor Profit | 10% |  |  |  | 16.8058 | Editable allowance
|  | RATE PER BOQ UNIT | nr |  |  |  | 184.864 | Excluding VAT
Note | Quantities are standard estimating constants and must be adjusted for specification, method, location and supplier quotations.
DETAILED RATE ANALYSIS — EAST AFRICAN QS FORMAT
Module / Ref | MODULE 3 | 23.03 | [5 empty] | MODULE 3¦23.03
BOQ Item | Supply and install hot-water distribution pipework in copper, including fittings and brackets
Unit | m | Pricing basis | Nairobi, Kenya — Sep 2026 | Currency | USD | VAT | Excluded
No. | Code | Resource Description | Category | Qty / BOQ Unit | Resource Unit | Rate (USD) | Amount (USD) | Remarks
1 | MAT-108 | PPE and site-safety consumables | Material | 1 | set | 40.5719 | 40.5719 | Specific East African resource constant
2 | MAT-109 | Fire extinguisher and fire-point equipment | Material | 0.05 | nr | 95.5178 | 4.7759 | Specific East African resource constant
3 | LAB-014 | Site foreman / ganger | Labour | 2 | hr | 2.7048 | 5.4096 | Specific East African resource constant
4 | LAB-002 | General labourer | Labour | 1 | hr | 0.7728 | 0.7728 | Specific East African resource constant
5 | PLT-016 | Small tools & consumables (allowance) | Plant & Tools | 0.2 | hr | 0.5796 | 0.11592 | Specific East African resource constant
6 | SUB-020 | Statutory authority / permit fee allowance | Subcontractor | 0 | item | 579.5981 | 0 | Verify local quotation / authority charge
|  | Materials Total |  |  |  |  | 45.3478
|  | Labour Total |  |  |  |  | 6.1824
|  | Plant & Subcontract Total |  |  |  |  | 0.11592
|  | Direct Resource Cost |  |  |  |  | 51.6461
|  | Transport / Carriage | 5% of materials |  |  |  | 2.2674 | Adjust for haul distance
|  | Small Tools, Water & Sundries | 2.5% of labour + plant |  |  |  | 0.15746 | Traditional allowance
|  | PRIME COST |  |  |  |  | 54.0709
|  | Contractor Overheads | 10% |  |  |  | 5.4071 | Editable allowance
|  | Contractor Profit | 10% |  |  |  | 5.9478 | Editable allowance
|  | RATE PER BOQ UNIT | m |  |  |  | 65.4258 | Excluding VAT
Note | Quantities are standard estimating constants and must be adjusted for specification, method, location and supplier quotations.
DETAILED RATE ANALYSIS — EAST AFRICAN QS FORMAT
Module / Ref | MODULE 3 | 23.04 | [5 empty] | MODULE 3¦23.04
BOQ Item | Supply and install hot-water distribution pipework in plastic, including fittings
Unit | m | Pricing basis | Nairobi, Kenya — Sep 2026 | Currency | USD | VAT | Excluded
No. | Code | Resource Description | Category | Qty / BOQ Unit | Resource Unit | Rate (USD) | Amount (USD) | Remarks
1 | MAT-048 | PPR water pipe and fittings | Material | 1.05 | m | 2.4343 | 2.556 | East African productivity / consumption constant
2 | MAT-002 | Ancillary fittings, supports, fixings and connection materials | Material | 0.03 | item | 40.5719 | 1.2172 | East African productivity / consumption constant
3 | LAB-011 | Plumber | Labour | 0.35 | hr | 2.3184 | 0.81144 | East African productivity / consumption constant
4 | LAB-002 | General labourer | Labour | 0.15 | hr | 0.7728 | 0.11592 | East African productivity / consumption constant
5 | PLT-019 | Pipe threading/fusion equipment | Plant & Tools | 0.03 | day | 61.8238 | 1.8547 | East African productivity / consumption constant
6 | SUB-005 | Mechanical / HVAC installation | Subcontractor | 0 | item | 5795.9815 | 0 | Verify supplier/subcontract quotation
|  | Materials Total |  |  |  |  | 3.7732
|  | Labour Total |  |  |  |  | 0.92736
|  | Plant & Subcontract Total |  |  |  |  | 1.8547
|  | Direct Resource Cost |  |  |  |  | 6.5553
|  | Transport / Carriage | 5% of materials |  |  |  | 0.18866 | Adjust for haul distance
|  | Small Tools, Water & Sundries | 2.5% of labour + plant |  |  |  | 0.069552 | Traditional allowance
|  | PRIME COST |  |  |  |  | 6.8135
|  | Contractor Overheads | 10% |  |  |  | 0.68135 | Editable allowance
|  | Contractor Profit | 10% |  |  |  | 0.74948 | Editable allowance
|  | RATE PER BOQ UNIT | m |  |  |  | 8.2443 | Excluding VAT
Note | Quantities are standard estimating constants and must be adjusted for specification, method, location and supplier quotations.
DETAILED RATE ANALYSIS — EAST AFRICAN QS FORMAT
Module / Ref | MODULE 3 | 23.05 | [5 empty] | MODULE 3¦23.05
BOQ Item | Supply and install secondary hot-water circulation pipework, including fittings
Unit | m | Pricing basis | Nairobi, Kenya — Sep 2026 | Currency | USD | VAT | Excluded
No. | Code | Resource Description | Category | Qty / BOQ Unit | Resource Unit | Rate (USD) | Amount (USD) | Remarks
1 | MAT-048 | PPR water pipe and fittings | Material | 1.05 | m | 2.4343 | 2.556 | East African productivity / consumption constant
2 | MAT-002 | Ancillary fittings, supports, fixings and connection materials | Material | 0.03 | item | 40.5719 | 1.2172 | East African productivity / consumption constant
3 | LAB-011 | Plumber | Labour | 0.35 | hr | 2.3184 | 0.81144 | East African productivity / consumption constant
4 | LAB-002 | General labourer | Labour | 0.15 | hr | 0.7728 | 0.11592 | East African productivity / consumption constant
5 | PLT-019 | Pipe threading/fusion equipment | Plant & Tools | 0.03 | day | 61.8238 | 1.8547 | East African productivity / consumption constant
6 | SUB-005 | Mechanical / HVAC installation | Subcontractor | 0 | item | 5795.9815 | 0 | Verify supplier/subcontract quotation
|  | Materials Total |  |  |  |  | 3.7732
|  | Labour Total |  |  |  |  | 0.92736
|  | Plant & Subcontract Total |  |  |  |  | 1.8547
|  | Direct Resource Cost |  |  |  |  | 6.5553
|  | Transport / Carriage | 5% of materials |  |  |  | 0.18866 | Adjust for haul distance
|  | Small Tools, Water & Sundries | 2.5% of labour + plant |  |  |  | 0.069552 | Traditional allowance
|  | PRIME COST |  |  |  |  | 6.8135
|  | Contractor Overheads | 10% |  |  |  | 0.68135 | Editable allowance
|  | Contractor Profit | 10% |  |  |  | 0.74948 | Editable allowance
|  | RATE PER BOQ UNIT | m |  |  |  | 8.2443 | Excluding VAT
Note | Quantities are standard estimating constants and must be adjusted for specification, method, location and supplier quotations.
DETAILED RATE ANALYSIS — EAST AFRICAN QS FORMAT
Module / Ref | MODULE 3 | 23.06 | [5 empty] | MODULE 3¦23.06
BOQ Item | Supply and install hot-water circulation pump and controls
Unit | nr | Pricing basis | Nairobi, Kenya — Sep 2026 | Currency | USD | VAT | Excluded
No. | Code | Resource Description | Category | Qty / BOQ Unit | Resource Unit | Rate (USD) | Amount (USD) | Remarks
1 | MAT-071 | Pump set complete | Material | 1 | nr | 2785.9351 | 2785.9351 | East African productivity / consumption constant
2 | MAT-073 | Valve / control valve | Material | 2 | nr | 95.5178 | 191.0355 | East African productivity / consumption constant
3 | LAB-011 | Plumber | Labour | 8 | hr | 2.3184 | 18.5471 | East African productivity / consumption constant
4 | LAB-002 | General labourer | Labour | 3 | hr | 0.7728 | 2.3184 | East African productivity / consumption constant
5 | PLT-007 | Mobile crane, 25t | Plant & Tools | 0.05 | day | 1062.5966 | 53.1298 | East African productivity / consumption constant
6 | SUB-005 | Mechanical / HVAC installation | Subcontractor | 0.03 | item | 5795.9815 | 173.8794 | Verify supplier/subcontract quotation
|  | Materials Total |  |  |  |  | 2976.9706
|  | Labour Total |  |  |  |  | 20.8655
|  | Plant & Subcontract Total |  |  |  |  | 227.0093
|  | Direct Resource Cost |  |  |  |  | 3224.8454
|  | Transport / Carriage | 5% of materials |  |  |  | 148.8485 | Adjust for haul distance
|  | Small Tools, Water & Sundries | 2.5% of labour + plant |  |  |  | 6.1969 | Traditional allowance
|  | PRIME COST |  |  |  |  | 3379.8908
|  | Contractor Overheads | 10% |  |  |  | 337.9891 | Editable allowance
|  | Contractor Profit | 10% |  |  |  | 371.788 | Editable allowance
|  | RATE PER BOQ UNIT | nr |  |  |  | 4089.6679 | Excluding VAT
Note | Quantities are standard estimating constants and must be adjusted for specification, method, location and supplier quotations.
DETAILED RATE ANALYSIS — EAST AFRICAN QS FORMAT
Module / Ref | MODULE 3 | 23.07 | [5 empty] | MODULE 3¦23.07
BOQ Item | Supply and install isolation, regulating and drain valves to hot-water pipework
Unit | nr | Pricing basis | Nairobi, Kenya — Sep 2026 | Currency | USD | VAT | Excluded
No. | Code | Resource Description | Category | Qty / BOQ Unit | Resource Unit | Rate (USD) | Amount (USD) | Remarks
1 | MAT-073 | Valve / control valve | Material | 1 | nr | 95.5178 | 95.5178 | East African productivity / consumption constant
2 | MAT-002 | Ancillary fittings, supports, fixings and connection materials | Material | 0.02 | item | 40.5719 | 0.81144 | East African productivity / consumption constant
3 | LAB-011 | Plumber | Labour | 1.5 | hr | 2.3184 | 3.4776 | East African productivity / consumption constant
4 | LAB-002 | General labourer | Labour | 0.5 | hr | 0.7728 | 0.3864 | East African productivity / consumption constant
5 | PLT-019 | Pipe threading/fusion equipment | Plant & Tools | 0.01 | day | 61.8238 | 0.61824 | East African productivity / consumption constant
6 | SUB-005 | Mechanical / HVAC installation | Subcontractor | 0 | item | 5795.9815 | 0 | Verify supplier/subcontract quotation
|  | Materials Total |  |  |  |  | 96.3292
|  | Labour Total |  |  |  |  | 3.864
|  | Plant & Subcontract Total |  |  |  |  | 0.61824
|  | Direct Resource Cost |  |  |  |  | 100.8114
|  | Transport / Carriage | 5% of materials |  |  |  | 4.8165 | Adjust for haul distance
|  | Small Tools, Water & Sundries | 2.5% of labour + plant |  |  |  | 0.11206 | Traditional allowance
|  | PRIME COST |  |  |  |  | 105.74
|  | Contractor Overheads | 10% |  |  |  | 10.574 | Editable allowance
|  | Contractor Profit | 10% |  |  |  | 11.6314 | Editable allowance
|  | RATE PER BOQ UNIT | nr |  |  |  | 127.9453 | Excluding VAT
Note | Quantities are standard estimating constants and must be adjusted for specification, method, location and supplier quotations.
DETAILED RATE ANALYSIS — EAST AFRICAN QS FORMAT
Module / Ref | MODULE 3 | 23.08 | [5 empty] | MODULE 3¦23.08
BOQ Item | Supply and install thermostatic mixing valves and blending valves
Unit | nr | Pricing basis | Nairobi, Kenya — Sep 2026 | Currency | USD | VAT | Excluded
No. | Code | Resource Description | Category | Qty / BOQ Unit | Resource Unit | Rate (USD) | Amount (USD) | Remarks
1 | MAT-073 | Valve / control valve | Material | 1 | nr | 95.5178 | 95.5178 | East African productivity / consumption constant
2 | MAT-002 | Ancillary fittings, supports, fixings and connection materials | Material | 0.02 | item | 40.5719 | 0.81144 | East African productivity / consumption constant
3 | LAB-011 | Plumber | Labour | 1.5 | hr | 2.3184 | 3.4776 | East African productivity / consumption constant
4 | LAB-002 | General labourer | Labour | 0.5 | hr | 0.7728 | 0.3864 | East African productivity / consumption constant
5 | PLT-019 | Pipe threading/fusion equipment | Plant & Tools | 0.01 | day | 61.8238 | 0.61824 | East African productivity / consumption constant
6 | SUB-005 | Mechanical / HVAC installation | Subcontractor | 0 | item | 5795.9815 | 0 | Verify supplier/subcontract quotation
|  | Materials Total |  |  |  |  | 96.3292
|  | Labour Total |  |  |  |  | 3.864
|  | Plant & Subcontract Total |  |  |  |  | 0.61824
|  | Direct Resource Cost |  |  |  |  | 100.8114
|  | Transport / Carriage | 5% of materials |  |  |  | 4.8165 | Adjust for haul distance
|  | Small Tools, Water & Sundries | 2.5% of labour + plant |  |  |  | 0.11206 | Traditional allowance
|  | PRIME COST |  |  |  |  | 105.74
|  | Contractor Overheads | 10% |  |  |  | 10.574 | Editable allowance
|  | Contractor Profit | 10% |  |  |  | 11.6314 | Editable allowance
|  | RATE PER BOQ UNIT | nr |  |  |  | 127.9453 | Excluding VAT
Note | Quantities are standard estimating constants and must be adjusted for specification, method, location and supplier quotations.
DETAILED RATE ANALYSIS — EAST AFRICAN QS FORMAT
Module / Ref | MODULE 3 | 23.09 | [5 empty] | MODULE 3¦23.09
BOQ Item | Supply and install expansion vessels, temperature/pressure-relief valves and tundishes
Unit | nr | Pricing basis | Nairobi, Kenya — Sep 2026 | Currency | USD | VAT | Excluded
No. | Code | Resource Description | Category | Qty / BOQ Unit | Resource Unit | Rate (USD) | Amount (USD) | Remarks
1 | MAT-072 | Water/storage tank | Material | 1 | nr | 1989.9536 | 1989.9536 | East African productivity / consumption constant
2 | MAT-073 | Valve / control valve | Material | 3 | nr | 95.5178 | 286.5533 | East African productivity / consumption constant
3 | LAB-011 | Plumber | Labour | 8 | hr | 2.3184 | 18.5471 | East African productivity / consumption constant
4 | LAB-002 | General labourer | Labour | 4 | hr | 0.7728 | 3.0912 | East African productivity / consumption constant
5 | PLT-007 | Mobile crane, 25t | Plant & Tools | 0.08 | day | 1062.5966 | 85.0077 | East African productivity / consumption constant
6 | SUB-005 | Mechanical / HVAC installation | Subcontractor | 0.03 | item | 5795.9815 | 173.8794 | Verify supplier/subcontract quotation
|  | Materials Total |  |  |  |  | 2276.507
|  | Labour Total |  |  |  |  | 21.6383
|  | Plant & Subcontract Total |  |  |  |  | 258.8872
|  | Direct Resource Cost |  |  |  |  | 2557.0325
|  | Transport / Carriage | 5% of materials |  |  |  | 113.8253 | Adjust for haul distance
|  | Small Tools, Water & Sundries | 2.5% of labour + plant |  |  |  | 7.0131 | Traditional allowance
|  | PRIME COST |  |  |  |  | 2677.8709
|  | Contractor Overheads | 10% |  |  |  | 267.7871 | Editable allowance
|  | Contractor Profit | 10% |  |  |  | 294.5658 | Editable allowance
|  | RATE PER BOQ UNIT | nr |  |  |  | 3240.2238 | Excluding VAT
Note | Quantities are standard estimating constants and must be adjusted for specification, method, location and supplier quotations.
DETAILED RATE ANALYSIS — EAST AFRICAN QS FORMAT
Module / Ref | MODULE 3 | 23.1 | [5 empty] | MODULE 3¦23.1
BOQ Item | Supply and install immersion heaters and associated controls
Unit | nr | Pricing basis | Nairobi, Kenya — Sep 2026 | Currency | USD | VAT | Excluded
No. | Code | Resource Description | Category | Qty / BOQ Unit | Resource Unit | Rate (USD) | Amount (USD) | Remarks
1 | MAT-073 | Valve / control valve | Material | 1 | nr | 95.5178 | 95.5178 | Discipline-specific East African resource allowance
2 | MAT-120 | Pipe support / bracket assembly | Material | 1 | nr | 14.6059 | 14.6059 | Discipline-specific East African resource allowance
3 | LAB-011 | Plumber | Labour | 2 | hr | 2.3184 | 4.6368 | Discipline-specific East African resource allowance
4 | LAB-002 | General labourer | Labour | 1 | hr | 0.7728 | 0.7728 | Discipline-specific East African resource allowance
5 | PLT-019 | Pipe threading/fusion equipment | Plant & Tools | 0.03 | day | 61.8238 | 1.8547 | Discipline-specific East African resource allowance
6 | SUB-005 | Mechanical / HVAC installation | Subcontractor | 0.005 | item | 5795.9815 | 28.9799 | Discipline provisional allowance — verify quotation
|  | Materials Total |  |  |  |  | 110.1236
|  | Labour Total |  |  |  |  | 5.4096
|  | Plant & Subcontract Total |  |  |  |  | 30.8346
|  | Direct Resource Cost |  |  |  |  | 146.3679
|  | Transport / Carriage | 5% of materials |  |  |  | 5.5062 | Adjust for haul distance
|  | Small Tools, Water & Sundries | 2.5% of labour + plant |  |  |  | 0.90611 | Traditional allowance
|  | PRIME COST |  |  |  |  | 152.7801
|  | Contractor Overheads | 10% |  |  |  | 15.278 | Editable allowance
|  | Contractor Profit | 10% |  |  |  | 16.8058 | Editable allowance
|  | RATE PER BOQ UNIT | nr |  |  |  | 184.864 | Excluding VAT
Note | Quantities are standard estimating constants and must be adjusted for specification, method, location and supplier quotations.
DETAILED RATE ANALYSIS — EAST AFRICAN QS FORMAT
Module / Ref | MODULE 3 | 23.11 | [5 empty] | MODULE 3¦23.11
BOQ Item | Supply and install pipe supports, brackets and fixings to hot-water pipework
Unit | nr | Pricing basis | Nairobi, Kenya — Sep 2026 | Currency | USD | VAT | Excluded
No. | Code | Resource Description | Category | Qty / BOQ Unit | Resource Unit | Rate (USD) | Amount (USD) | Remarks
1 | MAT-120 | Pipe support / bracket assembly | Material | 1 | nr | 14.6059 | 14.6059 | Specific East African resource constant
2 | MAT-002 | Ancillary fittings, supports, fixings and connection materials | Material | 0.01 | item | 40.5719 | 0.40572 | Specific East African resource constant
3 | LAB-011 | Plumber | Labour | 0.5 | hr | 2.3184 | 1.1592 | Specific East African resource constant
4 | LAB-002 | General labourer | Labour | 0.2 | hr | 0.7728 | 0.15456 | Specific East African resource constant
5 | PLT-016 | Small tools & consumables (allowance) | Plant & Tools | 0.02 | hr | 0.5796 | 0.011592 | Specific East African resource constant
6 | SUB-005 | Mechanical / HVAC installation | Subcontractor | 0 | item | 5795.9815 | 0 | Verify local quotation / authority charge
|  | Materials Total |  |  |  |  | 15.0116
|  | Labour Total |  |  |  |  | 1.3138
|  | Plant & Subcontract Total |  |  |  |  | 0.011592
|  | Direct Resource Cost |  |  |  |  | 16.3369
|  | Transport / Carriage | 5% of materials |  |  |  | 0.75058 | Adjust for haul distance
|  | Small Tools, Water & Sundries | 2.5% of labour + plant |  |  |  | 0.033134 | Traditional allowance
|  | PRIME COST |  |  |  |  | 17.1207
|  | Contractor Overheads | 10% |  |  |  | 1.7121 | Editable allowance
|  | Contractor Profit | 10% |  |  |  | 1.8833 | Editable allowance
|  | RATE PER BOQ UNIT | nr |  |  |  | 20.716 | Excluding VAT
Note | Quantities are standard estimating constants and must be adjusted for specification, method, location and supplier quotations.
DETAILED RATE ANALYSIS — EAST AFRICAN QS FORMAT
Module / Ref | MODULE 3 | 23.12 | [5 empty] | MODULE 3¦23.12
BOQ Item | Carry out testing, flushing and thermal commissioning of hot-water system
Unit | m | Pricing basis | Nairobi, Kenya — Sep 2026 | Currency | USD | VAT | Excluded
No. | Code | Resource Description | Category | Qty / BOQ Unit | Resource Unit | Rate (USD) | Amount (USD) | Remarks
1 | MAT-002 | Ancillary fittings, supports, fixings and connection materials | Material | 0.05 | item | 40.5719 | 2.0286 | East African productivity / consumption constant
2 | MAT-001 | Specified item / equipment (compliance / BIM item) | Material | 0.01 | item | 405.7187 | 4.0572 | Verify supplier/subcontract quotation
3 | LAB-003 | Skilled labourer | Labour | 0.25 | hr | 1.1592 | 0.2898 | East African productivity / consumption constant
4 | LAB-002 | General labourer | Labour | 0.12 | hr | 0.7728 | 0.092736 | East African productivity / consumption constant
5 | PLT-016 | Small tools & consumables (allowance) | Plant & Tools | 0.05 | hr | 0.5796 | 0.02898 | East African productivity / consumption constant
6 | SUB-001 | Testing / commissioning allowance | Subcontractor | 0 | item | 193.1994 | 0 | Verify supplier/subcontract quotation
|  | Materials Total |  |  |  |  | 6.0858
|  | Labour Total |  |  |  |  | 0.38253
|  | Plant & Subcontract Total |  |  |  |  | 0.02898
|  | Direct Resource Cost |  |  |  |  | 6.4973
|  | Transport / Carriage | 5% of materials |  |  |  | 0.30429 | Adjust for haul distance
|  | Small Tools, Water & Sundries | 2.5% of labour + plant |  |  |  | 0.010288 | Traditional allowance
|  | PRIME COST |  |  |  |  | 6.8119
|  | Contractor Overheads | 10% |  |  |  | 0.68119 | Editable allowance
|  | Contractor Profit | 10% |  |  |  | 0.74931 | Editable allowance
|  | RATE PER BOQ UNIT | m |  |  |  | 8.2424 | Excluding VAT
Note | Quantities are standard estimating constants and must be adjusted for specification, method, location and supplier quotations.
DETAILED RATE ANALYSIS — EAST AFRICAN QS FORMAT
Module / Ref | MODULE 3 | 24.01 | [5 empty] | MODULE 3¦24.01
BOQ Item | Supply and install WC suite, including pan, cistern, seat, connections and fixings
Unit | nr | Pricing basis | Nairobi, Kenya — Sep 2026 | Currency | USD | VAT | Excluded
No. | Code | Resource Description | Category | Qty / BOQ Unit | Resource Unit | Rate (USD) | Amount (USD) | Remarks
1 | MAT-026 | WC suite (sanitaryware) | Material | 1 | nr | 202.8594 | 202.8594 | East African productivity / consumption constant
2 | MAT-073 | Valve / control valve | Material | 1 | nr | 95.5178 | 95.5178 | East African productivity / consumption constant
3 | LAB-011 | Plumber | Labour | 3 | hr | 2.3184 | 6.9552 | East African productivity / consumption constant
4 | LAB-002 | General labourer | Labour | 1 | hr | 0.7728 | 0.7728 | East African productivity / consumption constant
5 | PLT-019 | Pipe threading/fusion equipment | Plant & Tools | 0.03 | day | 61.8238 | 1.8547 | East African productivity / consumption constant
6 | SUB-005 | Mechanical / HVAC installation | Subcontractor | 0.01 | item | 5795.9815 | 57.9598 | Verify supplier/subcontract quotation
|  | Materials Total |  |  |  |  | 298.3771
|  | Labour Total |  |  |  |  | 7.728
|  | Plant & Subcontract Total |  |  |  |  | 59.8145
|  | Direct Resource Cost |  |  |  |  | 365.9196
|  | Transport / Carriage | 5% of materials |  |  |  | 14.9189 | Adjust for haul distance
|  | Small Tools, Water & Sundries | 2.5% of labour + plant |  |  |  | 1.6886 | Traditional allowance
|  | PRIME COST |  |  |  |  | 382.527
|  | Contractor Overheads | 10% |  |  |  | 38.2527 | Editable allowance
|  | Contractor Profit | 10% |  |  |  | 42.078 | Editable allowance
|  | RATE PER BOQ UNIT | nr |  |  |  | 462.8577 | Excluding VAT
Note | Quantities are standard estimating constants and must be adjusted for specification, method, location and supplier quotations.
DETAILED RATE ANALYSIS — EAST AFRICAN QS FORMAT
Module / Ref | MODULE 3 | 24.02 | [5 empty] | MODULE 3¦24.02
BOQ Item | Supply and install wall-hung WC and concealed cistern with support frame
Unit | nr | Pricing basis | Nairobi, Kenya — Sep 2026 | Currency | USD | VAT | Excluded
No. | Code | Resource Description | Category | Qty / BOQ Unit | Resource Unit | Rate (USD) | Amount (USD) | Remarks
1 | MAT-026 | WC suite (sanitaryware) | Material | 1 | nr | 202.8594 | 202.8594 | East African productivity / consumption constant
2 | MAT-073 | Valve / control valve | Material | 1 | nr | 95.5178 | 95.5178 | East African productivity / consumption constant
3 | LAB-011 | Plumber | Labour | 3 | hr | 2.3184 | 6.9552 | East African productivity / consumption constant
4 | LAB-002 | General labourer | Labour | 1 | hr | 0.7728 | 0.7728 | East African productivity / consumption constant
5 | PLT-019 | Pipe threading/fusion equipment | Plant & Tools | 0.03 | day | 61.8238 | 1.8547 | East African productivity / consumption constant
6 | SUB-005 | Mechanical / HVAC installation | Subcontractor | 0.01 | item | 5795.9815 | 57.9598 | Verify supplier/subcontract quotation
|  | Materials Total |  |  |  |  | 298.3771
|  | Labour Total |  |  |  |  | 7.728
|  | Plant & Subcontract Total |  |  |  |  | 59.8145
|  | Direct Resource Cost |  |  |  |  | 365.9196
|  | Transport / Carriage | 5% of materials |  |  |  | 14.9189 | Adjust for haul distance
|  | Small Tools, Water & Sundries | 2.5% of labour + plant |  |  |  | 1.6886 | Traditional allowance
|  | PRIME COST |  |  |  |  | 382.527
|  | Contractor Overheads | 10% |  |  |  | 38.2527 | Editable allowance
|  | Contractor Profit | 10% |  |  |  | 42.078 | Editable allowance
|  | RATE PER BOQ UNIT | nr |  |  |  | 462.8577 | Excluding VAT
Note | Quantities are standard estimating constants and must be adjusted for specification, method, location and supplier quotations.
DETAILED RATE ANALYSIS — EAST AFRICAN QS FORMAT
Module / Ref | MODULE 3 | 24.03 | [5 empty] | MODULE 3¦24.03
BOQ Item | Supply and install urinal, including bowl or slab, flush system and waste
Unit | nr | Pricing basis | Nairobi, Kenya — Sep 2026 | Currency | USD | VAT | Excluded
No. | Code | Resource Description | Category | Qty / BOQ Unit | Resource Unit | Rate (USD) | Amount (USD) | Remarks
1 | MAT-073 | Valve / control valve | Material | 1 | nr | 95.5178 | 95.5178 | Discipline-specific East African resource allowance
2 | MAT-120 | Pipe support / bracket assembly | Material | 1 | nr | 14.6059 | 14.6059 | Discipline-specific East African resource allowance
3 | LAB-011 | Plumber | Labour | 2 | hr | 2.3184 | 4.6368 | Discipline-specific East African resource allowance
4 | LAB-002 | General labourer | Labour | 1 | hr | 0.7728 | 0.7728 | Discipline-specific East African resource allowance
5 | PLT-019 | Pipe threading/fusion equipment | Plant & Tools | 0.03 | day | 61.8238 | 1.8547 | Discipline-specific East African resource allowance
6 | SUB-005 | Mechanical / HVAC installation | Subcontractor | 0.005 | item | 5795.9815 | 28.9799 | Discipline provisional allowance — verify quotation
|  | Materials Total |  |  |  |  | 110.1236
|  | Labour Total |  |  |  |  | 5.4096
|  | Plant & Subcontract Total |  |  |  |  | 30.8346
|  | Direct Resource Cost |  |  |  |  | 146.3679
|  | Transport / Carriage | 5% of materials |  |  |  | 5.5062 | Adjust for haul distance
|  | Small Tools, Water & Sundries | 2.5% of labour + plant |  |  |  | 0.90611 | Traditional allowance
|  | PRIME COST |  |  |  |  | 152.7801
|  | Contractor Overheads | 10% |  |  |  | 15.278 | Editable allowance
|  | Contractor Profit | 10% |  |  |  | 16.8058 | Editable allowance
|  | RATE PER BOQ UNIT | nr |  |  |  | 184.864 | Excluding VAT
Note | Quantities are standard estimating constants and must be adjusted for specification, method, location and supplier quotations.
DETAILED RATE ANALYSIS — EAST AFRICAN QS FORMAT
Module / Ref | MODULE 3 | 24.04 | [5 empty] | MODULE 3¦24.04
BOQ Item | Supply and install wash-hand basin, including taps, waste, trap and brackets
Unit | nr | Pricing basis | Nairobi, Kenya — Sep 2026 | Currency | USD | VAT | Excluded
No. | Code | Resource Description | Category | Qty / BOQ Unit | Resource Unit | Rate (USD) | Amount (USD) | Remarks
1 | MAT-120 | Pipe support / bracket assembly | Material | 1 | nr | 14.6059 | 14.6059 | Specific East African resource constant
2 | MAT-002 | Ancillary fittings, supports, fixings and connection materials | Material | 0.01 | item | 40.5719 | 0.40572 | Specific East African resource constant
3 | LAB-011 | Plumber | Labour | 0.5 | hr | 2.3184 | 1.1592 | Specific East African resource constant
4 | LAB-002 | General labourer | Labour | 0.2 | hr | 0.7728 | 0.15456 | Specific East African resource constant
5 | PLT-016 | Small tools & consumables (allowance) | Plant & Tools | 0.02 | hr | 0.5796 | 0.011592 | Specific East African resource constant
6 | SUB-005 | Mechanical / HVAC installation | Subcontractor | 0 | item | 5795.9815 | 0 | Verify local quotation / authority charge
|  | Materials Total |  |  |  |  | 15.0116
|  | Labour Total |  |  |  |  | 1.3138
|  | Plant & Subcontract Total |  |  |  |  | 0.011592
|  | Direct Resource Cost |  |  |  |  | 16.3369
|  | Transport / Carriage | 5% of materials |  |  |  | 0.75058 | Adjust for haul distance
|  | Small Tools, Water & Sundries | 2.5% of labour + plant |  |  |  | 0.033134 | Traditional allowance
|  | PRIME COST |  |  |  |  | 17.1207
|  | Contractor Overheads | 10% |  |  |  | 1.7121 | Editable allowance
|  | Contractor Profit | 10% |  |  |  | 1.8833 | Editable allowance
|  | RATE PER BOQ UNIT | nr |  |  |  | 20.716 | Excluding VAT
Note | Quantities are standard estimating constants and must be adjusted for specification, method, location and supplier quotations.
DETAILED RATE ANALYSIS — EAST AFRICAN QS FORMAT
Module / Ref | MODULE 3 | 24.05 | [5 empty] | MODULE 3¦24.05
BOQ Item | Supply and install vanity or countertop basin, including taps and waste
Unit | nr | Pricing basis | Nairobi, Kenya — Sep 2026 | Currency | USD | VAT | Excluded
No. | Code | Resource Description | Category | Qty / BOQ Unit | Resource Unit | Rate (USD) | Amount (USD) | Remarks
1 | MAT-045 | Wash-hand basin complete | Material | 1 | nr | 121.7156 | 121.7156 | East African productivity / consumption constant
2 | MAT-073 | Valve / control valve | Material | 1 | nr | 95.5178 | 95.5178 | East African productivity / consumption constant
3 | LAB-011 | Plumber | Labour | 2.5 | hr | 2.3184 | 5.796 | East African productivity / consumption constant
4 | LAB-002 | General labourer | Labour | 0.8 | hr | 0.7728 | 0.61824 | East African productivity / consumption constant
5 | PLT-019 | Pipe threading/fusion equipment | Plant & Tools | 0.02 | day | 61.8238 | 1.2365 | East African productivity / consumption constant
6 | SUB-005 | Mechanical / HVAC installation | Subcontractor | 0.01 | item | 5795.9815 | 57.9598 | Verify supplier/subcontract quotation
|  | Materials Total |  |  |  |  | 217.2334
|  | Labour Total |  |  |  |  | 6.4142
|  | Plant & Subcontract Total |  |  |  |  | 59.1963
|  | Direct Resource Cost |  |  |  |  | 282.8439
|  | Transport / Carriage | 5% of materials |  |  |  | 10.8617 | Adjust for haul distance
|  | Small Tools, Water & Sundries | 2.5% of labour + plant |  |  |  | 1.6403 | Traditional allowance
|  | PRIME COST |  |  |  |  | 295.3458
|  | Contractor Overheads | 10% |  |  |  | 29.5346 | Editable allowance
|  | Contractor Profit | 10% |  |  |  | 32.488 | Editable allowance
|  | RATE PER BOQ UNIT | nr |  |  |  | 357.3685 | Excluding VAT
Note | Quantities are standard estimating constants and must be adjusted for specification, method, location and supplier quotations.
DETAILED RATE ANALYSIS — EAST AFRICAN QS FORMAT
Module / Ref | MODULE 3 | 24.06 | [5 empty] | MODULE 3¦24.06
BOQ Item | Supply and install sink unit, including taps, waste, trap and connections
Unit | nr | Pricing basis | Nairobi, Kenya — Sep 2026 | Currency | USD | VAT | Excluded
No. | Code | Resource Description | Category | Qty / BOQ Unit | Resource Unit | Rate (USD) | Amount (USD) | Remarks
1 | MAT-047 | Stainless-steel kitchen sink | Material | 1 | nr | 121.7156 | 121.7156 | East African productivity / consumption constant
2 | MAT-073 | Valve / control valve | Material | 1 | nr | 95.5178 | 95.5178 | East African productivity / consumption constant
3 | LAB-011 | Plumber | Labour | 2.5 | hr | 2.3184 | 5.796 | East African productivity / consumption constant
4 | LAB-002 | General labourer | Labour | 0.8 | hr | 0.7728 | 0.61824 | East African productivity / consumption constant
5 | PLT-019 | Pipe threading/fusion equipment | Plant & Tools | 0.02 | day | 61.8238 | 1.2365 | East African productivity / consumption constant
6 | SUB-005 | Mechanical / HVAC installation | Subcontractor | 0.01 | item | 5795.9815 | 57.9598 | Verify supplier/subcontract quotation
|  | Materials Total |  |  |  |  | 217.2334
|  | Labour Total |  |  |  |  | 6.4142
|  | Plant & Subcontract Total |  |  |  |  | 59.1963
|  | Direct Resource Cost |  |  |  |  | 282.8439
|  | Transport / Carriage | 5% of materials |  |  |  | 10.8617 | Adjust for haul distance
|  | Small Tools, Water & Sundries | 2.5% of labour + plant |  |  |  | 1.6403 | Traditional allowance
|  | PRIME COST |  |  |  |  | 295.3458
|  | Contractor Overheads | 10% |  |  |  | 29.5346 | Editable allowance
|  | Contractor Profit | 10% |  |  |  | 32.488 | Editable allowance
|  | RATE PER BOQ UNIT | nr |  |  |  | 357.3685 | Excluding VAT
Note | Quantities are standard estimating constants and must be adjusted for specification, method, location and supplier quotations.
DETAILED RATE ANALYSIS — EAST AFRICAN QS FORMAT
Module / Ref | MODULE 3 | 24.07 | [5 empty] | MODULE 3¦24.07
BOQ Item | Supply and install shower tray, enclosure, valve and rose, including waste
Unit | nr | Pricing basis | Nairobi, Kenya — Sep 2026 | Currency | USD | VAT | Excluded
No. | Code | Resource Description | Category | Qty / BOQ Unit | Resource Unit | Rate (USD) | Amount (USD) | Remarks
1 | MAT-046 | Shower set complete | Material | 1 | nr | 146.0587 | 146.0587 | East African productivity / consumption constant
2 | MAT-073 | Valve / control valve | Material | 1 | nr | 95.5178 | 95.5178 | East African productivity / consumption constant
3 | LAB-011 | Plumber | Labour | 3 | hr | 2.3184 | 6.9552 | East African productivity / consumption constant
4 | LAB-002 | General labourer | Labour | 1 | hr | 0.7728 | 0.7728 | East African productivity / consumption constant
5 | PLT-019 | Pipe threading/fusion equipment | Plant & Tools | 0.03 | day | 61.8238 | 1.8547 | East African productivity / consumption constant
6 | SUB-005 | Mechanical / HVAC installation | Subcontractor | 0.01 | item | 5795.9815 | 57.9598 | Verify supplier/subcontract quotation
|  | Materials Total |  |  |  |  | 241.5765
|  | Labour Total |  |  |  |  | 7.728
|  | Plant & Subcontract Total |  |  |  |  | 59.8145
|  | Direct Resource Cost |  |  |  |  | 309.119
|  | Transport / Carriage | 5% of materials |  |  |  | 12.0788 | Adjust for haul distance
|  | Small Tools, Water & Sundries | 2.5% of labour + plant |  |  |  | 1.6886 | Traditional allowance
|  | PRIME COST |  |  |  |  | 322.8864
|  | Contractor Overheads | 10% |  |  |  | 32.2886 | Editable allowance
|  | Contractor Profit | 10% |  |  |  | 35.5175 | Editable allowance
|  | RATE PER BOQ UNIT | nr |  |  |  | 390.6925 | Excluding VAT
Note | Quantities are standard estimating constants and must be adjusted for specification, method, location and supplier quotations.
DETAILED RATE ANALYSIS — EAST AFRICAN QS FORMAT
Module / Ref | MODULE 3 | 24.08 | [5 empty] | MODULE 3¦24.08
BOQ Item | Supply and install bath, including taps, waste, trap and panel
Unit | nr | Pricing basis | Nairobi, Kenya — Sep 2026 | Currency | USD | VAT | Excluded
No. | Code | Resource Description | Category | Qty / BOQ Unit | Resource Unit | Rate (USD) | Amount (USD) | Remarks
1 | MAT-073 | Valve / control valve | Material | 1 | nr | 95.5178 | 95.5178 | Discipline-specific East African resource allowance
2 | MAT-120 | Pipe support / bracket assembly | Material | 1 | nr | 14.6059 | 14.6059 | Discipline-specific East African resource allowance
3 | LAB-011 | Plumber | Labour | 2 | hr | 2.3184 | 4.6368 | Discipline-specific East African resource allowance
4 | LAB-002 | General labourer | Labour | 1 | hr | 0.7728 | 0.7728 | Discipline-specific East African resource allowance
5 | PLT-019 | Pipe threading/fusion equipment | Plant & Tools | 0.03 | day | 61.8238 | 1.8547 | Discipline-specific East African resource allowance
6 | SUB-005 | Mechanical / HVAC installation | Subcontractor | 0.005 | item | 5795.9815 | 28.9799 | Discipline provisional allowance — verify quotation
|  | Materials Total |  |  |  |  | 110.1236
|  | Labour Total |  |  |  |  | 5.4096
|  | Plant & Subcontract Total |  |  |  |  | 30.8346
|  | Direct Resource Cost |  |  |  |  | 146.3679
|  | Transport / Carriage | 5% of materials |  |  |  | 5.5062 | Adjust for haul distance
|  | Small Tools, Water & Sundries | 2.5% of labour + plant |  |  |  | 0.90611 | Traditional allowance
|  | PRIME COST |  |  |  |  | 152.7801
|  | Contractor Overheads | 10% |  |  |  | 15.278 | Editable allowance
|  | Contractor Profit | 10% |  |  |  | 16.8058 | Editable allowance
|  | RATE PER BOQ UNIT | nr |  |  |  | 184.864 | Excluding VAT
Note | Quantities are standard estimating constants and must be adjusted for specification, method, location and supplier quotations.
DETAILED RATE ANALYSIS — EAST AFRICAN QS FORMAT
Module / Ref | MODULE 3 | 24.09 | [5 empty] | MODULE 3¦24.09
BOQ Item | Supply and install cleaner's sink or bucket sink, including taps and waste
Unit | nr | Pricing basis | Nairobi, Kenya — Sep 2026 | Currency | USD | VAT | Excluded
No. | Code | Resource Description | Category | Qty / BOQ Unit | Resource Unit | Rate (USD) | Amount (USD) | Remarks
1 | MAT-047 | Stainless-steel kitchen sink | Material | 1 | nr | 121.7156 | 121.7156 | East African productivity / consumption constant
2 | MAT-073 | Valve / control valve | Material | 1 | nr | 95.5178 | 95.5178 | East African productivity / consumption constant
3 | LAB-011 | Plumber | Labour | 2.5 | hr | 2.3184 | 5.796 | East African productivity / consumption constant
4 | LAB-002 | General labourer | Labour | 0.8 | hr | 0.7728 | 0.61824 | East African productivity / consumption constant
5 | PLT-019 | Pipe threading/fusion equipment | Plant & Tools | 0.02 | day | 61.8238 | 1.2365 | East African productivity / consumption constant
6 | SUB-005 | Mechanical / HVAC installation | Subcontractor | 0.01 | item | 5795.9815 | 57.9598 | Verify supplier/subcontract quotation
|  | Materials Total |  |  |  |  | 217.2334
|  | Labour Total |  |  |  |  | 6.4142
|  | Plant & Subcontract Total |  |  |  |  | 59.1963
|  | Direct Resource Cost |  |  |  |  | 282.8439
|  | Transport / Carriage | 5% of materials |  |  |  | 10.8617 | Adjust for haul distance
|  | Small Tools, Water & Sundries | 2.5% of labour + plant |  |  |  | 1.6403 | Traditional allowance
|  | PRIME COST |  |  |  |  | 295.3458
|  | Contractor Overheads | 10% |  |  |  | 29.5346 | Editable allowance
|  | Contractor Profit | 10% |  |  |  | 32.488 | Editable allowance
|  | RATE PER BOQ UNIT | nr |  |  |  | 357.3685 | Excluding VAT
Note | Quantities are standard estimating constants and must be adjusted for specification, method, location and supplier quotations.
DETAILED RATE ANALYSIS — EAST AFRICAN QS FORMAT
Module / Ref | MODULE 3 | 24.1 | [5 empty] | MODULE 3¦24.1
BOQ Item | Supply and install drinking-water fountain or bottle filler, including connections
Unit | nr | Pricing basis | Nairobi, Kenya — Sep 2026 | Currency | USD | VAT | Excluded
No. | Code | Resource Description | Category | Qty / BOQ Unit | Resource Unit | Rate (USD) | Amount (USD) | Remarks
1 | MAT-073 | Valve / control valve | Material | 1 | nr | 95.5178 | 95.5178 | Discipline-specific East African resource allowance
2 | MAT-120 | Pipe support / bracket assembly | Material | 1 | nr | 14.6059 | 14.6059 | Discipline-specific East African resource allowance
3 | LAB-011 | Plumber | Labour | 2 | hr | 2.3184 | 4.6368 | Discipline-specific East African resource allowance
4 | LAB-002 | General labourer | Labour | 1 | hr | 0.7728 | 0.7728 | Discipline-specific East African resource allowance
5 | PLT-019 | Pipe threading/fusion equipment | Plant & Tools | 0.03 | day | 61.8238 | 1.8547 | Discipline-specific East African resource allowance
6 | SUB-005 | Mechanical / HVAC installation | Subcontractor | 0.005 | item | 5795.9815 | 28.9799 | Discipline provisional allowance — verify quotation
|  | Materials Total |  |  |  |  | 110.1236
|  | Labour Total |  |  |  |  | 5.4096
|  | Plant & Subcontract Total |  |  |  |  | 30.8346
|  | Direct Resource Cost |  |  |  |  | 146.3679
|  | Transport / Carriage | 5% of materials |  |  |  | 5.5062 | Adjust for haul distance
|  | Small Tools, Water & Sundries | 2.5% of labour + plant |  |  |  | 0.90611 | Traditional allowance
|  | PRIME COST |  |  |  |  | 152.7801
|  | Contractor Overheads | 10% |  |  |  | 15.278 | Editable allowance
|  | Contractor Profit | 10% |  |  |  | 16.8058 | Editable allowance
|  | RATE PER BOQ UNIT | nr |  |  |  | 184.864 | Excluding VAT
Note | Quantities are standard estimating constants and must be adjusted for specification, method, location and supplier quotations.
DETAILED RATE ANALYSIS — EAST AFRICAN QS FORMAT
Module / Ref | MODULE 3 | 24.11 | [5 empty] | MODULE 3¦24.11
BOQ Item | Supply and install accessible/disabled sanitary appliances and support fixings
Unit | nr | Pricing basis | Nairobi, Kenya — Sep 2026 | Currency | USD | VAT | Excluded
No. | Code | Resource Description | Category | Qty / BOQ Unit | Resource Unit | Rate (USD) | Amount (USD) | Remarks
1 | MAT-073 | Valve / control valve | Material | 1 | nr | 95.5178 | 95.5178 | Discipline-specific East African resource allowance
2 | MAT-120 | Pipe support / bracket assembly | Material | 1 | nr | 14.6059 | 14.6059 | Discipline-specific East African resource allowance
3 | LAB-011 | Plumber | Labour | 2 | hr | 2.3184 | 4.6368 | Discipline-specific East African resource allowance
4 | LAB-002 | General labourer | Labour | 1 | hr | 0.7728 | 0.7728 | Discipline-specific East African resource allowance
5 | PLT-019 | Pipe threading/fusion equipment | Plant & Tools | 0.03 | day | 61.8238 | 1.8547 | Discipline-specific East African resource allowance
6 | SUB-005 | Mechanical / HVAC installation | Subcontractor | 0.005 | item | 5795.9815 | 28.9799 | Discipline provisional allowance — verify quotation
|  | Materials Total |  |  |  |  | 110.1236
|  | Labour Total |  |  |  |  | 5.4096
|  | Plant & Subcontract Total |  |  |  |  | 30.8346
|  | Direct Resource Cost |  |  |  |  | 146.3679
|  | Transport / Carriage | 5% of materials |  |  |  | 5.5062 | Adjust for haul distance
|  | Small Tools, Water & Sundries | 2.5% of labour + plant |  |  |  | 0.90611 | Traditional allowance
|  | PRIME COST |  |  |  |  | 152.7801
|  | Contractor Overheads | 10% |  |  |  | 15.278 | Editable allowance
|  | Contractor Profit | 10% |  |  |  | 16.8058 | Editable allowance
|  | RATE PER BOQ UNIT | nr |  |  |  | 184.864 | Excluding VAT
Note | Quantities are standard estimating constants and must be adjusted for specification, method, location and supplier quotations.
DETAILED RATE ANALYSIS — EAST AFRICAN QS FORMAT
Module / Ref | MODULE 3 | 24.12 | [5 empty] | MODULE 3¦24.12
BOQ Item | Supply and install grab rails, support rails and associated fixings
Unit | nr | Pricing basis | Nairobi, Kenya — Sep 2026 | Currency | USD | VAT | Excluded
No. | Code | Resource Description | Category | Qty / BOQ Unit | Resource Unit | Rate (USD) | Amount (USD) | Remarks
1 | MAT-073 | Valve / control valve | Material | 1 | nr | 95.5178 | 95.5178 | Discipline-specific East African resource allowance
2 | MAT-120 | Pipe support / bracket assembly | Material | 1 | nr | 14.6059 | 14.6059 | Discipline-specific East African resource allowance
3 | LAB-011 | Plumber | Labour | 2 | hr | 2.3184 | 4.6368 | Discipline-specific East African resource allowance
4 | LAB-002 | General labourer | Labour | 1 | hr | 0.7728 | 0.7728 | Discipline-specific East African resource allowance
5 | PLT-019 | Pipe threading/fusion equipment | Plant & Tools | 0.03 | day | 61.8238 | 1.8547 | Discipline-specific East African resource allowance
6 | SUB-005 | Mechanical / HVAC installation | Subcontractor | 0.005 | item | 5795.9815 | 28.9799 | Discipline provisional allowance — verify quotation
|  | Materials Total |  |  |  |  | 110.1236
|  | Labour Total |  |  |  |  | 5.4096
|  | Plant & Subcontract Total |  |  |  |  | 30.8346
|  | Direct Resource Cost |  |  |  |  | 146.3679
|  | Transport / Carriage | 5% of materials |  |  |  | 5.5062 | Adjust for haul distance
|  | Small Tools, Water & Sundries | 2.5% of labour + plant |  |  |  | 0.90611 | Traditional allowance
|  | PRIME COST |  |  |  |  | 152.7801
|  | Contractor Overheads | 10% |  |  |  | 15.278 | Editable allowance
|  | Contractor Profit | 10% |  |  |  | 16.8058 | Editable allowance
|  | RATE PER BOQ UNIT | nr |  |  |  | 184.864 | Excluding VAT
Note | Quantities are standard estimating constants and must be adjusted for specification, method, location and supplier quotations.
DETAILED RATE ANALYSIS — EAST AFRICAN QS FORMAT
Module / Ref | MODULE 3 | 24.13 | [5 empty] | MODULE 3¦24.13
BOQ Item | Supply and install taps, mixers, spray heads and flow regulators to appliances
Unit | nr | Pricing basis | Nairobi, Kenya — Sep 2026 | Currency | USD | VAT | Excluded
No. | Code | Resource Description | Category | Qty / BOQ Unit | Resource Unit | Rate (USD) | Amount (USD) | Remarks
1 | MAT-157 | Gas meter / regulator set | Material | 1 | nr | 1418.8563 | 1418.8563 | Specific East African resource constant
2 | MAT-073 | Valve / control valve | Material | 3 | nr | 95.5178 | 286.5533 | Specific East African resource constant
3 | LAB-011 | Plumber | Labour | 8 | hr | 2.3184 | 18.5471 | Specific East African resource constant
4 | LAB-002 | General labourer | Labour | 3 | hr | 0.7728 | 2.3184 | Specific East African resource constant
5 | PLT-019 | Pipe threading/fusion equipment | Plant & Tools | 0.05 | day | 61.8238 | 3.0912 | Specific East African resource constant
6 | SUB-005 | Mechanical / HVAC installation | Subcontractor | 0.03 | item | 5795.9815 | 173.8794 | Verify local quotation / authority charge
|  | Materials Total |  |  |  |  | 1705.4096
|  | Labour Total |  |  |  |  | 20.8655
|  | Plant & Subcontract Total |  |  |  |  | 176.9706
|  | Direct Resource Cost |  |  |  |  | 1903.2457
|  | Transport / Carriage | 5% of materials |  |  |  | 85.2705 | Adjust for haul distance
|  | Small Tools, Water & Sundries | 2.5% of labour + plant |  |  |  | 4.9459 | Traditional allowance
|  | PRIME COST |  |  |  |  | 1993.4621
|  | Contractor Overheads | 10% |  |  |  | 199.3462 | Editable allowance
|  | Contractor Profit | 10% |  |  |  | 219.2808 | Editable allowance
|  | RATE PER BOQ UNIT | nr |  |  |  | 2412.0892 | Excluding VAT
Note | Quantities are standard estimating constants and must be adjusted for specification, method, location and supplier quotations.
DETAILED RATE ANALYSIS — EAST AFRICAN QS FORMAT
Module / Ref | MODULE 3 | 24.14 | [5 empty] | MODULE 3¦24.14
BOQ Item | Supply and install waste fittings, traps and connections to appliances
Unit | nr | Pricing basis | Nairobi, Kenya — Sep 2026 | Currency | USD | VAT | Excluded
No. | Code | Resource Description | Category | Qty / BOQ Unit | Resource Unit | Rate (USD) | Amount (USD) | Remarks
1 | MAT-073 | Valve / control valve | Material | 1 | nr | 95.5178 | 95.5178 | Discipline-specific East African resource allowance
2 | MAT-120 | Pipe support / bracket assembly | Material | 1 | nr | 14.6059 | 14.6059 | Discipline-specific East African resource allowance
3 | LAB-011 | Plumber | Labour | 2 | hr | 2.3184 | 4.6368 | Discipline-specific East African resource allowance
4 | LAB-002 | General labourer | Labour | 1 | hr | 0.7728 | 0.7728 | Discipline-specific East African resource allowance
5 | PLT-019 | Pipe threading/fusion equipment | Plant & Tools | 0.03 | day | 61.8238 | 1.8547 | Discipline-specific East African resource allowance
6 | SUB-005 | Mechanical / HVAC installation | Subcontractor | 0.005 | item | 5795.9815 | 28.9799 | Discipline provisional allowance — verify quotation
|  | Materials Total |  |  |  |  | 110.1236
|  | Labour Total |  |  |  |  | 5.4096
|  | Plant & Subcontract Total |  |  |  |  | 30.8346
|  | Direct Resource Cost |  |  |  |  | 146.3679
|  | Transport / Carriage | 5% of materials |  |  |  | 5.5062 | Adjust for haul distance
|  | Small Tools, Water & Sundries | 2.5% of labour + plant |  |  |  | 0.90611 | Traditional allowance
|  | PRIME COST |  |  |  |  | 152.7801
|  | Contractor Overheads | 10% |  |  |  | 15.278 | Editable allowance
|  | Contractor Profit | 10% |  |  |  | 16.8058 | Editable allowance
|  | RATE PER BOQ UNIT | nr |  |  |  | 184.864 | Excluding VAT
Note | Quantities are standard estimating constants and must be adjusted for specification, method, location and supplier quotations.
DETAILED RATE ANALYSIS — EAST AFRICAN QS FORMAT
Module / Ref | MODULE 3 | 24.15 | [5 empty] | MODULE 3¦24.15
BOQ Item | Supply and install sanitary accessories (dispensers, dryers, mirrors, shelves)
Unit | nr | Pricing basis | Nairobi, Kenya — Sep 2026 | Currency | USD | VAT | Excluded
No. | Code | Resource Description | Category | Qty / BOQ Unit | Resource Unit | Rate (USD) | Amount (USD) | Remarks
1 | MAT-101 | Artwork / decorative accessory | Material | 1 | nr | 159.1963 | 159.1963 | East African productivity / consumption constant
2 | MAT-002 | Ancillary fittings, supports, fixings and connection materials | Material | 0.05 | item | 40.5719 | 2.0286 | East African productivity / consumption constant
3 | LAB-009 | Painter & decorator | Labour | 1 | hr | 1.3524 | 1.3524 | East African productivity / consumption constant
4 | LAB-002 | General labourer | Labour | 0.5 | hr | 0.7728 | 0.3864 | East African productivity / consumption constant
5 | PLT-016 | Small tools & consumables (allowance) | Plant & Tools | 0.05 | hr | 0.5796 | 0.02898 | East African productivity / consumption constant
6 | SUB-019 | Interior styling and decoration | Subcontractor | 0.02 | item | 1931.9938 | 38.6399 | Verify supplier/subcontract quotation
|  | Materials Total |  |  |  |  | 161.2249
|  | Labour Total |  |  |  |  | 1.7388
|  | Plant & Subcontract Total |  |  |  |  | 38.6689
|  | Direct Resource Cost |  |  |  |  | 201.6325
|  | Transport / Carriage | 5% of materials |  |  |  | 8.0612 | Adjust for haul distance
|  | Small Tools, Water & Sundries | 2.5% of labour + plant |  |  |  | 1.0102 | Traditional allowance
|  | PRIME COST |  |  |  |  | 210.704
|  | Contractor Overheads | 10% |  |  |  | 21.0704 | Editable allowance
|  | Contractor Profit | 10% |  |  |  | 23.1774 | Editable allowance
|  | RATE PER BOQ UNIT | nr |  |  |  | 254.9518 | Excluding VAT
Note | Quantities are standard estimating constants and must be adjusted for specification, method, location and supplier quotations.
DETAILED RATE ANALYSIS — EAST AFRICAN QS FORMAT
Module / Ref | MODULE 3 | 24.16 | [5 empty] | MODULE 3¦24.16
BOQ Item | Connect appliances to hot, cold and waste services, including commissioning
Unit | nr | Pricing basis | Nairobi, Kenya — Sep 2026 | Currency | USD | VAT | Excluded
No. | Code | Resource Description | Category | Qty / BOQ Unit | Resource Unit | Rate (USD) | Amount (USD) | Remarks
1 | MAT-073 | Valve / control valve | Material | 1 | nr | 95.5178 | 95.5178 | Discipline-specific East African resource allowance
2 | MAT-120 | Pipe support / bracket assembly | Material | 1 | nr | 14.6059 | 14.6059 | Discipline-specific East African resource allowance
3 | LAB-011 | Plumber | Labour | 2 | hr | 2.3184 | 4.6368 | Discipline-specific East African resource allowance
4 | LAB-002 | General labourer | Labour | 1 | hr | 0.7728 | 0.7728 | Discipline-specific East African resource allowance
5 | PLT-019 | Pipe threading/fusion equipment | Plant & Tools | 0.03 | day | 61.8238 | 1.8547 | Discipline-specific East African resource allowance
6 | SUB-005 | Mechanical / HVAC installation | Subcontractor | 0.005 | item | 5795.9815 | 28.9799 | Discipline provisional allowance — verify quotation
|  | Materials Total |  |  |  |  | 110.1236
|  | Labour Total |  |  |  |  | 5.4096
|  | Plant & Subcontract Total |  |  |  |  | 30.8346
|  | Direct Resource Cost |  |  |  |  | 146.3679
|  | Transport / Carriage | 5% of materials |  |  |  | 5.5062 | Adjust for haul distance
|  | Small Tools, Water & Sundries | 2.5% of labour + plant |  |  |  | 0.90611 | Traditional allowance
|  | PRIME COST |  |  |  |  | 152.7801
|  | Contractor Overheads | 10% |  |  |  | 15.278 | Editable allowance
|  | Contractor Profit | 10% |  |  |  | 16.8058 | Editable allowance
|  | RATE PER BOQ UNIT | nr |  |  |  | 184.864 | Excluding VAT
Note | Quantities are standard estimating constants and must be adjusted for specification, method, location and supplier quotations.
DETAILED RATE ANALYSIS — EAST AFRICAN QS FORMAT
Module / Ref | MODULE 3 | 25.01 | [5 empty] | MODULE 3¦25.01
BOQ Item | Supply and install thermal insulation to hot and cold water pipework, including finish
Unit | m | Pricing basis | Nairobi, Kenya — Sep 2026 | Currency | USD | VAT | Excluded
No. | Code | Resource Description | Category | Qty / BOQ Unit | Resource Unit | Rate (USD) | Amount (USD) | Remarks
1 | MAT-048 | PPR water pipe and fittings | Material | 1.05 | m | 2.4343 | 2.556 | East African productivity / consumption constant
2 | MAT-002 | Ancillary fittings, supports, fixings and connection materials | Material | 0.03 | item | 40.5719 | 1.2172 | East African productivity / consumption constant
3 | LAB-011 | Plumber | Labour | 0.35 | hr | 2.3184 | 0.81144 | East African productivity / consumption constant
4 | LAB-002 | General labourer | Labour | 0.15 | hr | 0.7728 | 0.11592 | East African productivity / consumption constant
5 | PLT-019 | Pipe threading/fusion equipment | Plant & Tools | 0.03 | day | 61.8238 | 1.8547 | East African productivity / consumption constant
6 | SUB-005 | Mechanical / HVAC installation | Subcontractor | 0 | item | 5795.9815 | 0 | Verify supplier/subcontract quotation
|  | Materials Total |  |  |  |  | 3.7732
|  | Labour Total |  |  |  |  | 0.92736
|  | Plant & Subcontract Total |  |  |  |  | 1.8547
|  | Direct Resource Cost |  |  |  |  | 6.5553
|  | Transport / Carriage | 5% of materials |  |  |  | 0.18866 | Adjust for haul distance
|  | Small Tools, Water & Sundries | 2.5% of labour + plant |  |  |  | 0.069552 | Traditional allowance
|  | PRIME COST |  |  |  |  | 6.8135
|  | Contractor Overheads | 10% |  |  |  | 0.68135 | Editable allowance
|  | Contractor Profit | 10% |  |  |  | 0.74948 | Editable allowance
|  | RATE PER BOQ UNIT | m |  |  |  | 8.2443 | Excluding VAT
Note | Quantities are standard estimating constants and must be adjusted for specification, method, location and supplier quotations.
DETAILED RATE ANALYSIS — EAST AFRICAN QS FORMAT
Module / Ref | MODULE 3 | 25.02 | [5 empty] | MODULE 3¦25.02
BOQ Item | Supply and install anti-condensation insulation to cold-water and waste pipework
Unit | m | Pricing basis | Nairobi, Kenya — Sep 2026 | Currency | USD | VAT | Excluded
No. | Code | Resource Description | Category | Qty / BOQ Unit | Resource Unit | Rate (USD) | Amount (USD) | Remarks
1 | MAT-048 | PPR water pipe and fittings | Material | 1.05 | m | 2.4343 | 2.556 | East African productivity / consumption constant
2 | MAT-002 | Ancillary fittings, supports, fixings and connection materials | Material | 0.03 | item | 40.5719 | 1.2172 | East African productivity / consumption constant
3 | LAB-011 | Plumber | Labour | 0.35 | hr | 2.3184 | 0.81144 | East African productivity / consumption constant
4 | LAB-002 | General labourer | Labour | 0.15 | hr | 0.7728 | 0.11592 | East African productivity / consumption constant
5 | PLT-019 | Pipe threading/fusion equipment | Plant & Tools | 0.03 | day | 61.8238 | 1.8547 | East African productivity / consumption constant
6 | SUB-005 | Mechanical / HVAC installation | Subcontractor | 0 | item | 5795.9815 | 0 | Verify supplier/subcontract quotation
|  | Materials Total |  |  |  |  | 3.7732
|  | Labour Total |  |  |  |  | 0.92736
|  | Plant & Subcontract Total |  |  |  |  | 1.8547
|  | Direct Resource Cost |  |  |  |  | 6.5553
|  | Transport / Carriage | 5% of materials |  |  |  | 0.18866 | Adjust for haul distance
|  | Small Tools, Water & Sundries | 2.5% of labour + plant |  |  |  | 0.069552 | Traditional allowance
|  | PRIME COST |  |  |  |  | 6.8135
|  | Contractor Overheads | 10% |  |  |  | 0.68135 | Editable allowance
|  | Contractor Profit | 10% |  |  |  | 0.74948 | Editable allowance
|  | RATE PER BOQ UNIT | m |  |  |  | 8.2443 | Excluding VAT
Note | Quantities are standard estimating constants and must be adjusted for specification, method, location and supplier quotations.
DETAILED RATE ANALYSIS — EAST AFRICAN QS FORMAT
Module / Ref | MODULE 3 | 25.03 | [5 empty] | MODULE 3¦25.03
BOQ Item | Supply and install frost protection or trace heating to exposed pipework
Unit | m | Pricing basis | Nairobi, Kenya — Sep 2026 | Currency | USD | VAT | Excluded
No. | Code | Resource Description | Category | Qty / BOQ Unit | Resource Unit | Rate (USD) | Amount (USD) | Remarks
1 | MAT-021 | PVC pipe, 110mm | Material | 1.05 | m | 3.4486 | 3.621 | East African productivity / consumption constant
2 | MAT-002 | Ancillary fittings, supports, fixings and connection materials | Material | 0.03 | item | 40.5719 | 1.2172 | East African productivity / consumption constant
3 | LAB-011 | Plumber | Labour | 0.35 | hr | 2.3184 | 0.81144 | East African productivity / consumption constant
4 | LAB-002 | General labourer | Labour | 0.15 | hr | 0.7728 | 0.11592 | East African productivity / consumption constant
5 | PLT-019 | Pipe threading/fusion equipment | Plant & Tools | 0.03 | day | 61.8238 | 1.8547 | East African productivity / consumption constant
6 | SUB-005 | Mechanical / HVAC installation | Subcontractor | 0 | item | 5795.9815 | 0 | Verify supplier/subcontract quotation
|  | Materials Total |  |  |  |  | 4.8382
|  | Labour Total |  |  |  |  | 0.92736
|  | Plant & Subcontract Total |  |  |  |  | 1.8547
|  | Direct Resource Cost |  |  |  |  | 7.6203
|  | Transport / Carriage | 5% of materials |  |  |  | 0.24191 | Adjust for haul distance
|  | Small Tools, Water & Sundries | 2.5% of labour + plant |  |  |  | 0.069552 | Traditional allowance
|  | PRIME COST |  |  |  |  | 7.9317
|  | Contractor Overheads | 10% |  |  |  | 0.79317 | Editable allowance
|  | Contractor Profit | 10% |  |  |  | 0.87249 | Editable allowance
|  | RATE PER BOQ UNIT | m |  |  |  | 9.5974 | Excluding VAT
Note | Quantities are standard estimating constants and must be adjusted for specification, method, location and supplier quotations.
DETAILED RATE ANALYSIS — EAST AFRICAN QS FORMAT
Module / Ref | MODULE 3 | 25.04 | [5 empty] | MODULE 3¦25.04
BOQ Item | Supply and install insulation jackets to tanks, cylinders and calorifiers
Unit | nr | Pricing basis | Nairobi, Kenya — Sep 2026 | Currency | USD | VAT | Excluded
No. | Code | Resource Description | Category | Qty / BOQ Unit | Resource Unit | Rate (USD) | Amount (USD) | Remarks
1 | MAT-072 | Water/storage tank | Material | 1 | nr | 1989.9536 | 1989.9536 | East African productivity / consumption constant
2 | MAT-073 | Valve / control valve | Material | 3 | nr | 95.5178 | 286.5533 | East African productivity / consumption constant
3 | LAB-011 | Plumber | Labour | 8 | hr | 2.3184 | 18.5471 | East African productivity / consumption constant
4 | LAB-002 | General labourer | Labour | 4 | hr | 0.7728 | 3.0912 | East African productivity / consumption constant
5 | PLT-007 | Mobile crane, 25t | Plant & Tools | 0.08 | day | 1062.5966 | 85.0077 | East African productivity / consumption constant
6 | SUB-005 | Mechanical / HVAC installation | Subcontractor | 0.03 | item | 5795.9815 | 173.8794 | Verify supplier/subcontract quotation
|  | Materials Total |  |  |  |  | 2276.507
|  | Labour Total |  |  |  |  | 21.6383
|  | Plant & Subcontract Total |  |  |  |  | 258.8872
|  | Direct Resource Cost |  |  |  |  | 2557.0325
|  | Transport / Carriage | 5% of materials |  |  |  | 113.8253 | Adjust for haul distance
|  | Small Tools, Water & Sundries | 2.5% of labour + plant |  |  |  | 7.0131 | Traditional allowance
|  | PRIME COST |  |  |  |  | 2677.8709
|  | Contractor Overheads | 10% |  |  |  | 267.7871 | Editable allowance
|  | Contractor Profit | 10% |  |  |  | 294.5658 | Editable allowance
|  | RATE PER BOQ UNIT | nr |  |  |  | 3240.2238 | Excluding VAT
Note | Quantities are standard estimating constants and must be adjusted for specification, method, location and supplier quotations.
DETAILED RATE ANALYSIS — EAST AFRICAN QS FORMAT
Module / Ref | MODULE 3 | 25.05 | [5 empty] | MODULE 3¦25.05
BOQ Item | Provide pipework identification, labelling and flow-direction marking
Unit | m | Pricing basis | Nairobi, Kenya — Sep 2026 | Currency | USD | VAT | Excluded
No. | Code | Resource Description | Category | Qty / BOQ Unit | Resource Unit | Rate (USD) | Amount (USD) | Remarks
1 | MAT-021 | PVC pipe, 110mm | Material | 1.05 | m | 3.4486 | 3.621 | East African productivity / consumption constant
2 | MAT-002 | Ancillary fittings, supports, fixings and connection materials | Material | 0.03 | item | 40.5719 | 1.2172 | East African productivity / consumption constant
3 | LAB-011 | Plumber | Labour | 0.35 | hr | 2.3184 | 0.81144 | East African productivity / consumption constant
4 | LAB-002 | General labourer | Labour | 0.15 | hr | 0.7728 | 0.11592 | East African productivity / consumption constant
5 | PLT-019 | Pipe threading/fusion equipment | Plant & Tools | 0.03 | day | 61.8238 | 1.8547 | East African productivity / consumption constant
6 | SUB-005 | Mechanical / HVAC installation | Subcontractor | 0 | item | 5795.9815 | 0 | Verify supplier/subcontract quotation
|  | Materials Total |  |  |  |  | 4.8382
|  | Labour Total |  |  |  |  | 0.92736
|  | Plant & Subcontract Total |  |  |  |  | 1.8547
|  | Direct Resource Cost |  |  |  |  | 7.6203
|  | Transport / Carriage | 5% of materials |  |  |  | 0.24191 | Adjust for haul distance
|  | Small Tools, Water & Sundries | 2.5% of labour + plant |  |  |  | 0.069552 | Traditional allowance
|  | PRIME COST |  |  |  |  | 7.9317
|  | Contractor Overheads | 10% |  |  |  | 0.79317 | Editable allowance
|  | Contractor Profit | 10% |  |  |  | 0.87249 | Editable allowance
|  | RATE PER BOQ UNIT | m |  |  |  | 9.5974 | Excluding VAT
Note | Quantities are standard estimating constants and must be adjusted for specification, method, location and supplier quotations.
DETAILED RATE ANALYSIS — EAST AFRICAN QS FORMAT
Module / Ref | MODULE 3 | 25.06 | [5 empty] | MODULE 3¦25.06
BOQ Item | Provide valve charts, tags and identification labels
Unit | nr | Pricing basis | Nairobi, Kenya — Sep 2026 | Currency | USD | VAT | Excluded
No. | Code | Resource Description | Category | Qty / BOQ Unit | Resource Unit | Rate (USD) | Amount (USD) | Remarks
1 | MAT-073 | Valve / control valve | Material | 1 | nr | 95.5178 | 95.5178 | East African productivity / consumption constant
2 | MAT-002 | Ancillary fittings, supports, fixings and connection materials | Material | 0.02 | item | 40.5719 | 0.81144 | East African productivity / consumption constant
3 | LAB-011 | Plumber | Labour | 1.5 | hr | 2.3184 | 3.4776 | East African productivity / consumption constant
4 | LAB-002 | General labourer | Labour | 0.5 | hr | 0.7728 | 0.3864 | East African productivity / consumption constant
5 | PLT-019 | Pipe threading/fusion equipment | Plant & Tools | 0.01 | day | 61.8238 | 0.61824 | East African productivity / consumption constant
6 | SUB-005 | Mechanical / HVAC installation | Subcontractor | 0 | item | 5795.9815 | 0 | Verify supplier/subcontract quotation
|  | Materials Total |  |  |  |  | 96.3292
|  | Labour Total |  |  |  |  | 3.864
|  | Plant & Subcontract Total |  |  |  |  | 0.61824
|  | Direct Resource Cost |  |  |  |  | 100.8114
|  | Transport / Carriage | 5% of materials |  |  |  | 4.8165 | Adjust for haul distance
|  | Small Tools, Water & Sundries | 2.5% of labour + plant |  |  |  | 0.11206 | Traditional allowance
|  | PRIME COST |  |  |  |  | 105.74
|  | Contractor Overheads | 10% |  |  |  | 10.574 | Editable allowance
|  | Contractor Profit | 10% |  |  |  | 11.6314 | Editable allowance
|  | RATE PER BOQ UNIT | nr |  |  |  | 127.9453 | Excluding VAT
Note | Quantities are standard estimating constants and must be adjusted for specification, method, location and supplier quotations.
DETAILED RATE ANALYSIS — EAST AFRICAN QS FORMAT
Module / Ref | MODULE 3 | 25.07 | [5 empty] | MODULE 3¦25.07
BOQ Item | Supply and install pipe sleeves through walls, floors and structure
Unit | nr | Pricing basis | Nairobi, Kenya — Sep 2026 | Currency | USD | VAT | Excluded
No. | Code | Resource Description | Category | Qty / BOQ Unit | Resource Unit | Rate (USD) | Amount (USD) | Remarks
1 | MAT-073 | Valve / control valve | Material | 1 | nr | 95.5178 | 95.5178 | Discipline-specific East African resource allowance
2 | MAT-120 | Pipe support / bracket assembly | Material | 1 | nr | 14.6059 | 14.6059 | Discipline-specific East African resource allowance
3 | LAB-011 | Plumber | Labour | 2 | hr | 2.3184 | 4.6368 | Discipline-specific East African resource allowance
4 | LAB-002 | General labourer | Labour | 1 | hr | 0.7728 | 0.7728 | Discipline-specific East African resource allowance
5 | PLT-019 | Pipe threading/fusion equipment | Plant & Tools | 0.03 | day | 61.8238 | 1.8547 | Discipline-specific East African resource allowance
6 | SUB-005 | Mechanical / HVAC installation | Subcontractor | 0.005 | item | 5795.9815 | 28.9799 | Discipline provisional allowance — verify quotation
|  | Materials Total |  |  |  |  | 110.1236
|  | Labour Total |  |  |  |  | 5.4096
|  | Plant & Subcontract Total |  |  |  |  | 30.8346
|  | Direct Resource Cost |  |  |  |  | 146.3679
|  | Transport / Carriage | 5% of materials |  |  |  | 5.5062 | Adjust for haul distance
|  | Small Tools, Water & Sundries | 2.5% of labour + plant |  |  |  | 0.90611 | Traditional allowance
|  | PRIME COST |  |  |  |  | 152.7801
|  | Contractor Overheads | 10% |  |  |  | 15.278 | Editable allowance
|  | Contractor Profit | 10% |  |  |  | 16.8058 | Editable allowance
|  | RATE PER BOQ UNIT | nr |  |  |  | 184.864 | Excluding VAT
Note | Quantities are standard estimating constants and must be adjusted for specification, method, location and supplier quotations.
DETAILED RATE ANALYSIS — EAST AFRICAN QS FORMAT
Module / Ref | MODULE 3 | 25.08 | [5 empty] | MODULE 3¦25.08
BOQ Item | Provide fire-stopping and intumescent sealing to plumbing service penetrations
Unit | nr | Pricing basis | Nairobi, Kenya — Sep 2026 | Currency | USD | VAT | Excluded
No. | Code | Resource Description | Category | Qty / BOQ Unit | Resource Unit | Rate (USD) | Amount (USD) | Remarks
1 | MAT-116 | Fire-stopping penetration seal | Material | 1 | nr | 36.5147 | 36.5147 | Specific East African resource constant
2 | MAT-002 | Ancillary fittings, supports, fixings and connection materials | Material | 0.02 | item | 40.5719 | 0.81144 | Specific East African resource constant
3 | LAB-018 | Fire-systems technician | Labour | 0.5 | hr | 2.7048 | 1.3524 | Specific East African resource constant
4 | LAB-002 | General labourer | Labour | 0.2 | hr | 0.7728 | 0.15456 | Specific East African resource constant
5 | PLT-016 | Small tools & consumables (allowance) | Plant & Tools | 0.02 | hr | 0.5796 | 0.011592 | Specific East African resource constant
6 | SUB-007 | Fire protection installation | Subcontractor | 0.002 | item | 3477.5889 | 6.9552 | Verify local quotation / authority charge
|  | Materials Total |  |  |  |  | 37.3261
|  | Labour Total |  |  |  |  | 1.507
|  | Plant & Subcontract Total |  |  |  |  | 6.9668
|  | Direct Resource Cost |  |  |  |  | 45.7998
|  | Transport / Carriage | 5% of materials |  |  |  | 1.8663 | Adjust for haul distance
|  | Small Tools, Water & Sundries | 2.5% of labour + plant |  |  |  | 0.21184 | Traditional allowance
|  | PRIME COST |  |  |  |  | 47.878
|  | Contractor Overheads | 10% |  |  |  | 4.7878 | Editable allowance
|  | Contractor Profit | 10% |  |  |  | 5.2666 | Editable allowance
|  | RATE PER BOQ UNIT | nr |  |  |  | 57.9324 | Excluding VAT
Note | Quantities are standard estimating constants and must be adjusted for specification, method, location and supplier quotations.
DETAILED RATE ANALYSIS — EAST AFRICAN QS FORMAT
Module / Ref | MODULE 3 | 25.09 | [5 empty] | MODULE 3¦25.09
BOQ Item | Supply and install access panels for concealed valves and fittings
Unit | nr | Pricing basis | Nairobi, Kenya — Sep 2026 | Currency | USD | VAT | Excluded
No. | Code | Resource Description | Category | Qty / BOQ Unit | Resource Unit | Rate (USD) | Amount (USD) | Remarks
1 | MAT-073 | Valve / control valve | Material | 1 | nr | 95.5178 | 95.5178 | East African productivity / consumption constant
2 | MAT-002 | Ancillary fittings, supports, fixings and connection materials | Material | 0.02 | item | 40.5719 | 0.81144 | East African productivity / consumption constant
3 | LAB-011 | Plumber | Labour | 1.5 | hr | 2.3184 | 3.4776 | East African productivity / consumption constant
4 | LAB-002 | General labourer | Labour | 0.5 | hr | 0.7728 | 0.3864 | East African productivity / consumption constant
5 | PLT-019 | Pipe threading/fusion equipment | Plant & Tools | 0.01 | day | 61.8238 | 0.61824 | East African productivity / consumption constant
6 | SUB-005 | Mechanical / HVAC installation | Subcontractor | 0 | item | 5795.9815 | 0 | Verify supplier/subcontract quotation
|  | Materials Total |  |  |  |  | 96.3292
|  | Labour Total |  |  |  |  | 3.864
|  | Plant & Subcontract Total |  |  |  |  | 0.61824
|  | Direct Resource Cost |  |  |  |  | 100.8114
|  | Transport / Carriage | 5% of materials |  |  |  | 4.8165 | Adjust for haul distance
|  | Small Tools, Water & Sundries | 2.5% of labour + plant |  |  |  | 0.11206 | Traditional allowance
|  | PRIME COST |  |  |  |  | 105.74
|  | Contractor Overheads | 10% |  |  |  | 10.574 | Editable allowance
|  | Contractor Profit | 10% |  |  |  | 11.6314 | Editable allowance
|  | RATE PER BOQ UNIT | nr |  |  |  | 127.9453 | Excluding VAT
Note | Quantities are standard estimating constants and must be adjusted for specification, method, location and supplier quotations.
DETAILED RATE ANALYSIS — EAST AFRICAN QS FORMAT
Module / Ref | MODULE 3 | 25.1 | [5 empty] | MODULE 3¦25.1
BOQ Item | Supply and install builder's-work supports, plinths and equipment bases
Unit | nr | Pricing basis | Nairobi, Kenya — Sep 2026 | Currency | USD | VAT | Excluded
No. | Code | Resource Description | Category | Qty / BOQ Unit | Resource Unit | Rate (USD) | Amount (USD) | Remarks
1 | MAT-073 | Valve / control valve | Material | 1 | nr | 95.5178 | 95.5178 | Discipline-specific East African resource allowance
2 | MAT-120 | Pipe support / bracket assembly | Material | 1 | nr | 14.6059 | 14.6059 | Discipline-specific East African resource allowance
3 | LAB-011 | Plumber | Labour | 2 | hr | 2.3184 | 4.6368 | Discipline-specific East African resource allowance
4 | LAB-002 | General labourer | Labour | 1 | hr | 0.7728 | 0.7728 | Discipline-specific East African resource allowance
5 | PLT-019 | Pipe threading/fusion equipment | Plant & Tools | 0.03 | day | 61.8238 | 1.8547 | Discipline-specific East African resource allowance
6 | SUB-005 | Mechanical / HVAC installation | Subcontractor | 0.005 | item | 5795.9815 | 28.9799 | Discipline provisional allowance — verify quotation
|  | Materials Total |  |  |  |  | 110.1236
|  | Labour Total |  |  |  |  | 5.4096
|  | Plant & Subcontract Total |  |  |  |  | 30.8346
|  | Direct Resource Cost |  |  |  |  | 146.3679
|  | Transport / Carriage | 5% of materials |  |  |  | 5.5062 | Adjust for haul distance
|  | Small Tools, Water & Sundries | 2.5% of labour + plant |  |  |  | 0.90611 | Traditional allowance
|  | PRIME COST |  |  |  |  | 152.7801
|  | Contractor Overheads | 10% |  |  |  | 15.278 | Editable allowance
|  | Contractor Profit | 10% |  |  |  | 16.8058 | Editable allowance
|  | RATE PER BOQ UNIT | nr |  |  |  | 184.864 | Excluding VAT
Note | Quantities are standard estimating constants and must be adjusted for specification, method, location and supplier quotations.
DETAILED RATE ANALYSIS — EAST AFRICAN QS FORMAT
Module / Ref | MODULE 3 | 25.11 | [5 empty] | MODULE 3¦25.11
BOQ Item | Provide testing, commissioning and certification of complete plumbing installation
Unit | item | Pricing basis | Nairobi, Kenya — Sep 2026 | Currency | USD | VAT | Excluded
No. | Code | Resource Description | Category | Qty / BOQ Unit | Resource Unit | Rate (USD) | Amount (USD) | Remarks
1 | MAT-073 | Valve / control valve | Material | 1 | nr | 95.5178 | 95.5178 | Discipline-specific East African resource allowance
2 | MAT-120 | Pipe support / bracket assembly | Material | 1 | nr | 14.6059 | 14.6059 | Discipline-specific East African resource allowance
3 | LAB-011 | Plumber | Labour | 2 | hr | 2.3184 | 4.6368 | Discipline-specific East African resource allowance
4 | LAB-002 | General labourer | Labour | 1 | hr | 0.7728 | 0.7728 | Discipline-specific East African resource allowance
5 | PLT-019 | Pipe threading/fusion equipment | Plant & Tools | 0.03 | day | 61.8238 | 1.8547 | Discipline-specific East African resource allowance
6 | SUB-005 | Mechanical / HVAC installation | Subcontractor | 0.005 | item | 5795.9815 | 28.9799 | Discipline provisional allowance — verify quotation
|  | Materials Total |  |  |  |  | 110.1236
|  | Labour Total |  |  |  |  | 5.4096
|  | Plant & Subcontract Total |  |  |  |  | 30.8346
|  | Direct Resource Cost |  |  |  |  | 146.3679
|  | Transport / Carriage | 5% of materials |  |  |  | 5.5062 | Adjust for haul distance
|  | Small Tools, Water & Sundries | 2.5% of labour + plant |  |  |  | 0.90611 | Traditional allowance
|  | PRIME COST |  |  |  |  | 152.7801
|  | Contractor Overheads | 10% |  |  |  | 15.278 | Editable allowance
|  | Contractor Profit | 10% |  |  |  | 16.8058 | Editable allowance
|  | RATE PER BOQ UNIT | item |  |  |  | 184.864 | Excluding VAT
Note | Quantities are standard estimating constants and must be adjusted for specification, method, location and supplier quotations.
DETAILED RATE ANALYSIS — EAST AFRICAN QS FORMAT
Module / Ref | MODULE 3 | 25.12 | [5 empty] | MODULE 3¦25.12
BOQ Item | Provide record drawings, O&M manuals and operative training
Unit | item | Pricing basis | Nairobi, Kenya — Sep 2026 | Currency | USD | VAT | Excluded
No. | Code | Resource Description | Category | Qty / BOQ Unit | Resource Unit | Rate (USD) | Amount (USD) | Remarks
1 | MAT-002 | Ancillary fittings, supports, fixings and connection materials | Material | 0.05 | item | 40.5719 | 2.0286 | Specific East African resource constant
2 | MAT-113 | Survey monitoring instrument/target | Material | 0.2 | nr | 119.3972 | 23.8794 | Specific East African resource constant
3 | LAB-001 | Specialist engineer / surveyor | Labour | 8 | hr | 3.864 | 30.9119 | Specific East African resource constant
4 | LAB-015 | Site engineer / surveyor | Labour | 4 | hr | 3.864 | 15.456 | Specific East African resource constant
5 | PLT-018 | Electrical/ICT test instruments | Plant & Tools | 0.5 | day | 38.6399 | 19.3199 | Specific East African resource constant
6 | SUB-025 | Training / O&M / maintenance attendance | Subcontractor | 0.1 | item | 1159.1963 | 115.9196 | Verify local quotation / authority charge
|  | Materials Total |  |  |  |  | 25.908
|  | Labour Total |  |  |  |  | 46.3679
|  | Plant & Subcontract Total |  |  |  |  | 135.2396
|  | Direct Resource Cost |  |  |  |  | 207.5155
|  | Transport / Carriage | 5% of materials |  |  |  | 1.2954 | Adjust for haul distance
|  | Small Tools, Water & Sundries | 2.5% of labour + plant |  |  |  | 4.5402 | Traditional allowance
|  | PRIME COST |  |  |  |  | 213.351
|  | Contractor Overheads | 10% |  |  |  | 21.3351 | Editable allowance
|  | Contractor Profit | 10% |  |  |  | 23.4686 | Editable allowance
|  | RATE PER BOQ UNIT | item |  |  |  | 258.1548 | Excluding VAT
Note | Quantities are standard estimating constants and must be adjusted for specification, method, location and supplier quotations.
DETAILED RATE ANALYSIS — EAST AFRICAN QS FORMAT
Module / Ref | MODULE 4 | 26.01 | [5 empty] | MODULE 4¦26.01
BOQ Item | Supply and install main LV switchboard/panel board, including incomer, bus-bars and outgoing ways
Unit | nr | Pricing basis | Nairobi, Kenya — Sep 2026 | Currency | USD | VAT | Excluded
No. | Code | Resource Description | Category | Qty / BOQ Unit | Resource Unit | Rate (USD) | Amount (USD) | Remarks
1 | MAT-063 | LV switchboard / panel assembly | Material | 1 | nr | 9459.0417 | 9459.0417 | East African productivity / consumption constant
2 | MAT-062 | MCB/MCCB/RCBO protective device | Material | 4 | nr | 47.7589 | 191.0355 | East African productivity / consumption constant
3 | LAB-010 | Electrician | Labour | 40 | hr | 2.5116 | 100.4637 | East African productivity / consumption constant
4 | LAB-002 | General labourer | Labour | 10 | hr | 0.7728 | 7.728 | East African productivity / consumption constant
5 | PLT-018 | Electrical/ICT test instruments | Plant & Tools | 0.5 | day | 38.6399 | 19.3199 | East African productivity / consumption constant
6 | SUB-006 | Electrical installation | Subcontractor | 0.08 | item | 4636.7852 | 370.9428 | Verify supplier/subcontract quotation
|  | Materials Total |  |  |  |  | 9650.0773
|  | Labour Total |  |  |  |  | 108.1917
|  | Plant & Subcontract Total |  |  |  |  | 390.2628
|  | Direct Resource Cost |  |  |  |  | 10148.5317
|  | Transport / Carriage | 5% of materials |  |  |  | 482.5039 | Adjust for haul distance
|  | Small Tools, Water & Sundries | 2.5% of labour + plant |  |  |  | 12.4614 | Traditional allowance
|  | PRIME COST |  |  |  |  | 10643.4969
|  | Contractor Overheads | 10% |  |  |  | 1064.3497 | Editable allowance
|  | Contractor Profit | 10% |  |  |  | 1170.7847 | Editable allowance
|  | RATE PER BOQ UNIT | nr |  |  |  | 12878.6313 | Excluding VAT
Note | Quantities are standard estimating constants and must be adjusted for specification, method, location and supplier quotations.
DETAILED RATE ANALYSIS — EAST AFRICAN QS FORMAT
Module / Ref | MODULE 4 | 26.02 | [5 empty] | MODULE 4¦26.02
BOQ Item | Supply and install main incoming isolator or switch-fuse, including connections
Unit | nr | Pricing basis | Nairobi, Kenya — Sep 2026 | Currency | USD | VAT | Excluded
No. | Code | Resource Description | Category | Qty / BOQ Unit | Resource Unit | Rate (USD) | Amount (USD) | Remarks
1 | MAT-059 | Lighting switch | Material | 1 | nr | 4.0572 | 4.0572 | East African productivity / consumption constant
2 | MAT-054 | PVC/galvanised conduit complete | Material | 1 | m | 2.0286 | 2.0286 | East African productivity / consumption constant
3 | LAB-010 | Electrician | Labour | 0.8 | hr | 2.5116 | 2.0093 | East African productivity / consumption constant
4 | LAB-002 | General labourer | Labour | 0.2 | hr | 0.7728 | 0.15456 | East African productivity / consumption constant
5 | PLT-018 | Electrical/ICT test instruments | Plant & Tools | 0.01 | day | 38.6399 | 0.3864 | East African productivity / consumption constant
6 | SUB-006 | Electrical installation | Subcontractor | 0 | item | 4636.7852 | 0 | Verify supplier/subcontract quotation
|  | Materials Total |  |  |  |  | 6.0858
|  | Labour Total |  |  |  |  | 2.1638
|  | Plant & Subcontract Total |  |  |  |  | 0.3864
|  | Direct Resource Cost |  |  |  |  | 8.636
|  | Transport / Carriage | 5% of materials |  |  |  | 0.30429 | Adjust for haul distance
|  | Small Tools, Water & Sundries | 2.5% of labour + plant |  |  |  | 0.063756 | Traditional allowance
|  | PRIME COST |  |  |  |  | 9.0041
|  | Contractor Overheads | 10% |  |  |  | 0.90041 | Editable allowance
|  | Contractor Profit | 10% |  |  |  | 0.99045 | Editable allowance
|  | RATE PER BOQ UNIT | nr |  |  |  | 10.8949 | Excluding VAT
Note | Quantities are standard estimating constants and must be adjusted for specification, method, location and supplier quotations.
DETAILED RATE ANALYSIS — EAST AFRICAN QS FORMAT
Module / Ref | MODULE 4 | 26.03 | [5 empty] | MODULE 4¦26.03
BOQ Item | Supply and install metering panel, current transformers and utility metering equipment
Unit | nr | Pricing basis | Nairobi, Kenya — Sep 2026 | Currency | USD | VAT | Excluded
No. | Code | Resource Description | Category | Qty / BOQ Unit | Resource Unit | Rate (USD) | Amount (USD) | Remarks
1 | MAT-121 | Electrical metering panel | Material | 1 | nr | 1418.8563 | 1418.8563 | Specific East African resource constant
2 | MAT-124 | Cable gland / termination kit | Material | 4 | nr | 28.4003 | 113.6012 | Specific East African resource constant
3 | LAB-010 | Electrician | Labour | 12 | hr | 2.5116 | 30.1391 | Specific East African resource constant
4 | LAB-002 | General labourer | Labour | 3 | hr | 0.7728 | 2.3184 | Specific East African resource constant
5 | PLT-018 | Electrical/ICT test instruments | Plant & Tools | 0.25 | day | 38.6399 | 9.66 | Specific East African resource constant
6 | SUB-006 | Electrical installation | Subcontractor | 0.02 | item | 4636.7852 | 92.7357 | Verify local quotation / authority charge
|  | Materials Total |  |  |  |  | 1532.4575
|  | Labour Total |  |  |  |  | 32.4575
|  | Plant & Subcontract Total |  |  |  |  | 102.3957
|  | Direct Resource Cost |  |  |  |  | 1667.3107
|  | Transport / Carriage | 5% of materials |  |  |  | 76.6229 | Adjust for haul distance
|  | Small Tools, Water & Sundries | 2.5% of labour + plant |  |  |  | 3.3713 | Traditional allowance
|  | PRIME COST |  |  |  |  | 1747.3049
|  | Contractor Overheads | 10% |  |  |  | 174.7305 | Editable allowance
|  | Contractor Profit | 10% |  |  |  | 192.2035 | Editable allowance
|  | RATE PER BOQ UNIT | nr |  |  |  | 2114.2389 | Excluding VAT
Note | Quantities are standard estimating constants and must be adjusted for specification, method, location and supplier quotations.
DETAILED RATE ANALYSIS — EAST AFRICAN QS FORMAT
Module / Ref | MODULE 4 | 26.04 | [5 empty] | MODULE 4¦26.04
BOQ Item | Supply and install power-factor-correction equipment, including capacitors and controls
Unit | nr | Pricing basis | Nairobi, Kenya — Sep 2026 | Currency | USD | VAT | Excluded
No. | Code | Resource Description | Category | Qty / BOQ Unit | Resource Unit | Rate (USD) | Amount (USD) | Remarks
1 | MAT-122 | Power-factor-correction panel | Material | 1 | nr | 3547.1406 | 3547.1406 | Specific East African resource constant
2 | MAT-124 | Cable gland / termination kit | Material | 4 | nr | 28.4003 | 113.6012 | Specific East African resource constant
3 | LAB-010 | Electrician | Labour | 16 | hr | 2.5116 | 40.1855 | Specific East African resource constant
4 | LAB-002 | General labourer | Labour | 4 | hr | 0.7728 | 3.0912 | Specific East African resource constant
5 | PLT-018 | Electrical/ICT test instruments | Plant & Tools | 0.25 | day | 38.6399 | 9.66 | Specific East African resource constant
6 | SUB-006 | Electrical installation | Subcontractor | 0.03 | item | 4636.7852 | 139.1036 | Verify local quotation / authority charge
|  | Materials Total |  |  |  |  | 3660.7419
|  | Labour Total |  |  |  |  | 43.2767
|  | Plant & Subcontract Total |  |  |  |  | 148.7635
|  | Direct Resource Cost |  |  |  |  | 3852.7821
|  | Transport / Carriage | 5% of materials |  |  |  | 183.0371 | Adjust for haul distance
|  | Small Tools, Water & Sundries | 2.5% of labour + plant |  |  |  | 4.801 | Traditional allowance
|  | PRIME COST |  |  |  |  | 4040.6202
|  | Contractor Overheads | 10% |  |  |  | 404.062 | Editable allowance
|  | Contractor Profit | 10% |  |  |  | 444.4682 | Editable allowance
|  | RATE PER BOQ UNIT | nr |  |  |  | 4889.1504 | Excluding VAT
Note | Quantities are standard estimating constants and must be adjusted for specification, method, location and supplier quotations.
DETAILED RATE ANALYSIS — EAST AFRICAN QS FORMAT
Module / Ref | MODULE 4 | 26.05 | [5 empty] | MODULE 4¦26.05
BOQ Item | Supply and install standby generator, including base, controls and connections
Unit | nr | Pricing basis | Nairobi, Kenya — Sep 2026 | Currency | USD | VAT | Excluded
No. | Code | Resource Description | Category | Qty / BOQ Unit | Resource Unit | Rate (USD) | Amount (USD) | Remarks
1 | MAT-065 | Standby generator package | Material | 1 | nr | 19706.3369 | 19706.3369 | East African productivity / consumption constant
2 | MAT-002 | Ancillary fittings, supports, fixings and connection materials | Material | 2 | item | 40.5719 | 81.1437 | East African productivity / consumption constant
3 | LAB-010 | Electrician | Labour | 32 | hr | 2.5116 | 80.3709 | East African productivity / consumption constant
4 | LAB-002 | General labourer | Labour | 12 | hr | 0.7728 | 9.2736 | East African productivity / consumption constant
5 | PLT-007 | Mobile crane, 25t | Plant & Tools | 1 | day | 1062.5966 | 1062.5966 | East African productivity / consumption constant
6 | SUB-006 | Electrical installation | Subcontractor | 0.1 | item | 4636.7852 | 463.6785 | Verify supplier/subcontract quotation
|  | Materials Total |  |  |  |  | 19787.4807
|  | Labour Total |  |  |  |  | 89.6445
|  | Plant & Subcontract Total |  |  |  |  | 1526.2751
|  | Direct Resource Cost |  |  |  |  | 21403.4003
|  | Transport / Carriage | 5% of materials |  |  |  | 989.374 | Adjust for haul distance
|  | Small Tools, Water & Sundries | 2.5% of labour + plant |  |  |  | 40.398 | Traditional allowance
|  | PRIME COST |  |  |  |  | 22433.1723
|  | Contractor Overheads | 10% |  |  |  | 2243.3172 | Editable allowance
|  | Contractor Profit | 10% |  |  |  | 2467.649 | Editable allowance
|  | RATE PER BOQ UNIT | nr |  |  |  | 27144.1385 | Excluding VAT
Note | Quantities are standard estimating constants and must be adjusted for specification, method, location and supplier quotations.
DETAILED RATE ANALYSIS — EAST AFRICAN QS FORMAT
Module / Ref | MODULE 4 | 26.06 | [5 empty] | MODULE 4¦26.06
BOQ Item | Supply and install automatic transfer switch or changeover panel, including controls
Unit | nr | Pricing basis | Nairobi, Kenya — Sep 2026 | Currency | USD | VAT | Excluded
No. | Code | Resource Description | Category | Qty / BOQ Unit | Resource Unit | Rate (USD) | Amount (USD) | Remarks
1 | MAT-059 | Lighting switch | Material | 1 | nr | 4.0572 | 4.0572 | East African productivity / consumption constant
2 | MAT-054 | PVC/galvanised conduit complete | Material | 1 | m | 2.0286 | 2.0286 | East African productivity / consumption constant
3 | LAB-010 | Electrician | Labour | 0.8 | hr | 2.5116 | 2.0093 | East African productivity / consumption constant
4 | LAB-002 | General labourer | Labour | 0.2 | hr | 0.7728 | 0.15456 | East African productivity / consumption constant
5 | PLT-018 | Electrical/ICT test instruments | Plant & Tools | 0.01 | day | 38.6399 | 0.3864 | East African productivity / consumption constant
6 | SUB-006 | Electrical installation | Subcontractor | 0 | item | 4636.7852 | 0 | Verify supplier/subcontract quotation
|  | Materials Total |  |  |  |  | 6.0858
|  | Labour Total |  |  |  |  | 2.1638
|  | Plant & Subcontract Total |  |  |  |  | 0.3864
|  | Direct Resource Cost |  |  |  |  | 8.636
|  | Transport / Carriage | 5% of materials |  |  |  | 0.30429 | Adjust for haul distance
|  | Small Tools, Water & Sundries | 2.5% of labour + plant |  |  |  | 0.063756 | Traditional allowance
|  | PRIME COST |  |  |  |  | 9.0041
|  | Contractor Overheads | 10% |  |  |  | 0.90041 | Editable allowance
|  | Contractor Profit | 10% |  |  |  | 0.99045 | Editable allowance
|  | RATE PER BOQ UNIT | nr |  |  |  | 10.8949 | Excluding VAT
Note | Quantities are standard estimating constants and must be adjusted for specification, method, location and supplier quotations.
DETAILED RATE ANALYSIS — EAST AFRICAN QS FORMAT
Module / Ref | MODULE 4 | 26.07 | [5 empty] | MODULE 4¦26.07
BOQ Item | Supply and install uninterruptible power supply (UPS), including batteries and bypass
Unit | nr | Pricing basis | Nairobi, Kenya — Sep 2026 | Currency | USD | VAT | Excluded
No. | Code | Resource Description | Category | Qty / BOQ Unit | Resource Unit | Rate (USD) | Amount (USD) | Remarks
1 | MAT-064 | UPS complete with batteries | Material | 1 | nr | 2758.8872 | 2758.8872 | East African productivity / consumption constant
2 | MAT-002 | Ancillary fittings, supports, fixings and connection materials | Material | 0.5 | item | 40.5719 | 20.2859 | East African productivity / consumption constant
3 | LAB-010 | Electrician | Labour | 12 | hr | 2.5116 | 30.1391 | East African productivity / consumption constant
4 | LAB-002 | General labourer | Labour | 4 | hr | 0.7728 | 3.0912 | East African productivity / consumption constant
5 | PLT-018 | Electrical/ICT test instruments | Plant & Tools | 0.25 | day | 38.6399 | 9.66 | East African productivity / consumption constant
6 | SUB-006 | Electrical installation | Subcontractor | 0.03 | item | 4636.7852 | 139.1036 | Verify supplier/subcontract quotation
|  | Materials Total |  |  |  |  | 2779.1731
|  | Labour Total |  |  |  |  | 33.2303
|  | Plant & Subcontract Total |  |  |  |  | 148.7635
|  | Direct Resource Cost |  |  |  |  | 2961.1669
|  | Transport / Carriage | 5% of materials |  |  |  | 138.9587 | Adjust for haul distance
|  | Small Tools, Water & Sundries | 2.5% of labour + plant |  |  |  | 4.5498 | Traditional allowance
|  | PRIME COST |  |  |  |  | 3104.6754
|  | Contractor Overheads | 10% |  |  |  | 310.4675 | Editable allowance
|  | Contractor Profit | 10% |  |  |  | 341.5143 | Editable allowance
|  | RATE PER BOQ UNIT | nr |  |  |  | 3756.6573 | Excluding VAT
Note | Quantities are standard estimating constants and must be adjusted for specification, method, location and supplier quotations.
DETAILED RATE ANALYSIS — EAST AFRICAN QS FORMAT
Module / Ref | MODULE 4 | 26.08 | [5 empty] | MODULE 4¦26.08
BOQ Item | Supply and install surge-protection devices to main and sub-distribution
Unit | nr | Pricing basis | Nairobi, Kenya — Sep 2026 | Currency | USD | VAT | Excluded
No. | Code | Resource Description | Category | Qty / BOQ Unit | Resource Unit | Rate (USD) | Amount (USD) | Remarks
1 | MAT-123 | Surge-protection device | Material | 1 | nr | 143.2767 | 143.2767 | Specific East African resource constant
2 | MAT-124 | Cable gland / termination kit | Material | 1 | nr | 28.4003 | 28.4003 | Specific East African resource constant
3 | LAB-010 | Electrician | Labour | 1.5 | hr | 2.5116 | 3.7674 | Specific East African resource constant
4 | LAB-002 | General labourer | Labour | 0.3 | hr | 0.7728 | 0.23184 | Specific East African resource constant
5 | PLT-018 | Electrical/ICT test instruments | Plant & Tools | 0.02 | day | 38.6399 | 0.7728 | Specific East African resource constant
6 | SUB-006 | Electrical installation | Subcontractor | 0 | item | 4636.7852 | 0 | Verify local quotation / authority charge
|  | Materials Total |  |  |  |  | 171.677
|  | Labour Total |  |  |  |  | 3.9992
|  | Plant & Subcontract Total |  |  |  |  | 0.7728
|  | Direct Resource Cost |  |  |  |  | 176.449
|  | Transport / Carriage | 5% of materials |  |  |  | 8.5838 | Adjust for haul distance
|  | Small Tools, Water & Sundries | 2.5% of labour + plant |  |  |  | 0.1193 | Traditional allowance
|  | PRIME COST |  |  |  |  | 185.1521
|  | Contractor Overheads | 10% |  |  |  | 18.5152 | Editable allowance
|  | Contractor Profit | 10% |  |  |  | 20.3667 | Editable allowance
|  | RATE PER BOQ UNIT | nr |  |  |  | 224.0341 | Excluding VAT
Note | Quantities are standard estimating constants and must be adjusted for specification, method, location and supplier quotations.
DETAILED RATE ANALYSIS — EAST AFRICAN QS FORMAT
Module / Ref | MODULE 4 | 26.09 | [5 empty] | MODULE 4¦26.09
BOQ Item | Supply and install LV busbar trunking or rising main, including tap-off units
Unit | m | Pricing basis | Nairobi, Kenya — Sep 2026 | Currency | USD | VAT | Excluded
No. | Code | Resource Description | Category | Qty / BOQ Unit | Resource Unit | Rate (USD) | Amount (USD) | Remarks
1 | MAT-104 | Cable trunking / raceway | Material | 1.05 | m | 8.1144 | 8.5201 | East African productivity / consumption constant
2 | MAT-002 | Ancillary fittings, supports, fixings and connection materials | Material | 0.02 | item | 40.5719 | 0.81144 | East African productivity / consumption constant
3 | LAB-010 | Electrician | Labour | 0.2 | hr | 2.5116 | 0.50232 | East African productivity / consumption constant
4 | LAB-002 | General labourer | Labour | 0.1 | hr | 0.7728 | 0.07728 | East African productivity / consumption constant
5 | PLT-016 | Small tools & consumables (allowance) | Plant & Tools | 0.03 | hr | 0.5796 | 0.017388 | East African productivity / consumption constant
6 | SUB-006 | Electrical installation | Subcontractor | 0 | item | 4636.7852 | 0 | Verify supplier/subcontract quotation
|  | Materials Total |  |  |  |  | 9.3315
|  | Labour Total |  |  |  |  | 0.5796
|  | Plant & Subcontract Total |  |  |  |  | 0.017388
|  | Direct Resource Cost |  |  |  |  | 9.9285
|  | Transport / Carriage | 5% of materials |  |  |  | 0.46658 | Adjust for haul distance
|  | Small Tools, Water & Sundries | 2.5% of labour + plant |  |  |  | 0.014925 | Traditional allowance
|  | PRIME COST |  |  |  |  | 10.41
|  | Contractor Overheads | 10% |  |  |  | 1.041 | Editable allowance
|  | Contractor Profit | 10% |  |  |  | 1.1451 | Editable allowance
|  | RATE PER BOQ UNIT | m |  |  |  | 12.5961 | Excluding VAT
Note | Quantities are standard estimating constants and must be adjusted for specification, method, location and supplier quotations.
DETAILED RATE ANALYSIS — EAST AFRICAN QS FORMAT
Module / Ref | MODULE 4 | 26.1 | [5 empty] | MODULE 4¦26.1
BOQ Item | Supply and install main supply cables from origin to main switchboard, including terminations
Unit | m | Pricing basis | Nairobi, Kenya — Sep 2026 | Currency | USD | VAT | Excluded
No. | Code | Resource Description | Category | Qty / BOQ Unit | Resource Unit | Rate (USD) | Amount (USD) | Remarks
1 | MAT-022 | Electrical cable, 2.5mm² | Material | 1.05 | m | 0.81144 | 0.85201 | East African productivity / consumption constant
2 | MAT-054 | PVC/galvanised conduit complete | Material | 0.25 | m | 2.0286 | 0.50715 | East African productivity / consumption constant
3 | LAB-010 | Electrician | Labour | 0.12 | hr | 2.5116 | 0.30139 | East African productivity / consumption constant
4 | LAB-002 | General labourer | Labour | 0.05 | hr | 0.7728 | 0.03864 | East African productivity / consumption constant
5 | PLT-018 | Electrical/ICT test instruments | Plant & Tools | 0.01 | day | 38.6399 | 0.3864 | East African productivity / consumption constant
6 | SUB-006 | Electrical installation | Subcontractor | 0 | item | 4636.7852 | 0 | Verify supplier/subcontract quotation
|  | Materials Total |  |  |  |  | 1.3592
|  | Labour Total |  |  |  |  | 0.34003
|  | Plant & Subcontract Total |  |  |  |  | 0.3864
|  | Direct Resource Cost |  |  |  |  | 2.0856
|  | Transport / Carriage | 5% of materials |  |  |  | 0.067958 | Adjust for haul distance
|  | Small Tools, Water & Sundries | 2.5% of labour + plant |  |  |  | 0.018161 | Traditional allowance
|  | PRIME COST |  |  |  |  | 2.1717
|  | Contractor Overheads | 10% |  |  |  | 0.21717 | Editable allowance
|  | Contractor Profit | 10% |  |  |  | 0.23889 | Editable allowance
|  | RATE PER BOQ UNIT | m |  |  |  | 2.6278 | Excluding VAT
Note | Quantities are standard estimating constants and must be adjusted for specification, method, location and supplier quotations.
DETAILED RATE ANALYSIS — EAST AFRICAN QS FORMAT
Module / Ref | MODULE 4 | 26.11 | [5 empty] | MODULE 4¦26.11
BOQ Item | Supply and install cable glands, terminations and connections to switchgear
Unit | nr | Pricing basis | Nairobi, Kenya — Sep 2026 | Currency | USD | VAT | Excluded
No. | Code | Resource Description | Category | Qty / BOQ Unit | Resource Unit | Rate (USD) | Amount (USD) | Remarks
1 | MAT-124 | Cable gland / termination kit | Material | 1 | nr | 28.4003 | 28.4003 | Specific East African resource constant
2 | MAT-002 | Ancillary fittings, supports, fixings and connection materials | Material | 0.01 | item | 40.5719 | 0.40572 | Specific East African resource constant
3 | LAB-010 | Electrician | Labour | 0.8 | hr | 2.5116 | 2.0093 | Specific East African resource constant
4 | LAB-002 | General labourer | Labour | 0.2 | hr | 0.7728 | 0.15456 | Specific East African resource constant
5 | PLT-018 | Electrical/ICT test instruments | Plant & Tools | 0.02 | day | 38.6399 | 0.7728 | Specific East African resource constant
6 | SUB-006 | Electrical installation | Subcontractor | 0 | item | 4636.7852 | 0 | Verify local quotation / authority charge
|  | Materials Total |  |  |  |  | 28.806
|  | Labour Total |  |  |  |  | 2.1638
|  | Plant & Subcontract Total |  |  |  |  | 0.7728
|  | Direct Resource Cost |  |  |  |  | 31.7427
|  | Transport / Carriage | 5% of materials |  |  |  | 1.4403 | Adjust for haul distance
|  | Small Tools, Water & Sundries | 2.5% of labour + plant |  |  |  | 0.073416 | Traditional allowance
|  | PRIME COST |  |  |  |  | 33.2564
|  | Contractor Overheads | 10% |  |  |  | 3.3256 | Editable allowance
|  | Contractor Profit | 10% |  |  |  | 3.6582 | Editable allowance
|  | RATE PER BOQ UNIT | nr |  |  |  | 40.2402 | Excluding VAT
Note | Quantities are standard estimating constants and must be adjusted for specification, method, location and supplier quotations.
DETAILED RATE ANALYSIS — EAST AFRICAN QS FORMAT
Module / Ref | MODULE 4 | 26.12 | [5 empty] | MODULE 4¦26.12
BOQ Item | Carry out primary injection testing and commissioning of LV switchgear
Unit | nr | Pricing basis | Nairobi, Kenya — Sep 2026 | Currency | USD | VAT | Excluded
No. | Code | Resource Description | Category | Qty / BOQ Unit | Resource Unit | Rate (USD) | Amount (USD) | Remarks
1 | MAT-113 | Survey monitoring instrument/target | Material | 0.2 | nr | 119.3972 | 23.8794 | Specific East African resource constant
2 | MAT-124 | Cable gland / termination kit | Material | 0 | nr | 28.4003 | 0 | Specific East African resource constant
3 | LAB-010 | Electrician | Labour | 4 | hr | 2.5116 | 10.0464 | Specific East African resource constant
4 | LAB-002 | General labourer | Labour | 1 | hr | 0.7728 | 0.7728 | Specific East African resource constant
5 | PLT-018 | Electrical/ICT test instruments | Plant & Tools | 0.5 | day | 38.6399 | 19.3199 | Specific East African resource constant
6 | SUB-009 | Testing & commissioning | Subcontractor | 0.05 | item | 579.5981 | 28.9799 | Verify local quotation / authority charge
|  | Materials Total |  |  |  |  | 23.8794
|  | Labour Total |  |  |  |  | 10.8192
|  | Plant & Subcontract Total |  |  |  |  | 48.2998
|  | Direct Resource Cost |  |  |  |  | 82.9985
|  | Transport / Carriage | 5% of materials |  |  |  | 1.194 | Adjust for haul distance
|  | Small Tools, Water & Sundries | 2.5% of labour + plant |  |  |  | 1.478 | Traditional allowance
|  | PRIME COST |  |  |  |  | 85.6704
|  | Contractor Overheads | 10% |  |  |  | 8.567 | Editable allowance
|  | Contractor Profit | 10% |  |  |  | 9.4237 | Editable allowance
|  | RATE PER BOQ UNIT | nr |  |  |  | 103.6612 | Excluding VAT
Note | Quantities are standard estimating constants and must be adjusted for specification, method, location and supplier quotations.
DETAILED RATE ANALYSIS — EAST AFRICAN QS FORMAT
Module / Ref | MODULE 4 | 27.01 | [5 empty] | MODULE 4¦27.01
BOQ Item | Supply and install sub-main distribution boards, including MCCB/MCB ways
Unit | nr | Pricing basis | Nairobi, Kenya — Sep 2026 | Currency | USD | VAT | Excluded
No. | Code | Resource Description | Category | Qty / BOQ Unit | Resource Unit | Rate (USD) | Amount (USD) | Remarks
1 | MAT-061 | Distribution board complete | Material | 1 | nr | 517.3879 | 517.3879 | East African productivity / consumption constant
2 | MAT-062 | MCB/MCCB/RCBO protective device | Material | 8 | nr | 47.7589 | 382.0711 | East African productivity / consumption constant
3 | LAB-010 | Electrician | Labour | 12 | hr | 2.5116 | 30.1391 | East African productivity / consumption constant
4 | LAB-002 | General labourer | Labour | 3 | hr | 0.7728 | 2.3184 | East African productivity / consumption constant
5 | PLT-018 | Electrical/ICT test instruments | Plant & Tools | 0.25 | day | 38.6399 | 9.66 | East African productivity / consumption constant
6 | SUB-006 | Electrical installation | Subcontractor | 0.02 | item | 4636.7852 | 92.7357 | Verify supplier/subcontract quotation
|  | Materials Total |  |  |  |  | 899.459
|  | Labour Total |  |  |  |  | 32.4575
|  | Plant & Subcontract Total |  |  |  |  | 102.3957
|  | Direct Resource Cost |  |  |  |  | 1034.3122
|  | Transport / Carriage | 5% of materials |  |  |  | 44.973 | Adjust for haul distance
|  | Small Tools, Water & Sundries | 2.5% of labour + plant |  |  |  | 3.3713 | Traditional allowance
|  | PRIME COST |  |  |  |  | 1082.6565
|  | Contractor Overheads | 10% |  |  |  | 108.2656 | Editable allowance
|  | Contractor Profit | 10% |  |  |  | 119.0922 | Editable allowance
|  | RATE PER BOQ UNIT | nr |  |  |  | 1310.0144 | Excluding VAT
Note | Quantities are standard estimating constants and must be adjusted for specification, method, location and supplier quotations.
DETAILED RATE ANALYSIS — EAST AFRICAN QS FORMAT
Module / Ref | MODULE 4 | 27.02 | [5 empty] | MODULE 4¦27.02
BOQ Item | Supply and install final distribution boards or consumer units, including protective devices
Unit | nr | Pricing basis | Nairobi, Kenya — Sep 2026 | Currency | USD | VAT | Excluded
No. | Code | Resource Description | Category | Qty / BOQ Unit | Resource Unit | Rate (USD) | Amount (USD) | Remarks
1 | MAT-061 | Distribution board complete | Material | 1 | nr | 517.3879 | 517.3879 | East African productivity / consumption constant
2 | MAT-062 | MCB/MCCB/RCBO protective device | Material | 8 | nr | 47.7589 | 382.0711 | East African productivity / consumption constant
3 | LAB-010 | Electrician | Labour | 12 | hr | 2.5116 | 30.1391 | East African productivity / consumption constant
4 | LAB-002 | General labourer | Labour | 3 | hr | 0.7728 | 2.3184 | East African productivity / consumption constant
5 | PLT-018 | Electrical/ICT test instruments | Plant & Tools | 0.25 | day | 38.6399 | 9.66 | East African productivity / consumption constant
6 | SUB-006 | Electrical installation | Subcontractor | 0.02 | item | 4636.7852 | 92.7357 | Verify supplier/subcontract quotation
|  | Materials Total |  |  |  |  | 899.459
|  | Labour Total |  |  |  |  | 32.4575
|  | Plant & Subcontract Total |  |  |  |  | 102.3957
|  | Direct Resource Cost |  |  |  |  | 1034.3122
|  | Transport / Carriage | 5% of materials |  |  |  | 44.973 | Adjust for haul distance
|  | Small Tools, Water & Sundries | 2.5% of labour + plant |  |  |  | 3.3713 | Traditional allowance
|  | PRIME COST |  |  |  |  | 1082.6565
|  | Contractor Overheads | 10% |  |  |  | 108.2656 | Editable allowance
|  | Contractor Profit | 10% |  |  |  | 119.0922 | Editable allowance
|  | RATE PER BOQ UNIT | nr |  |  |  | 1310.0144 | Excluding VAT
Note | Quantities are standard estimating constants and must be adjusted for specification, method, location and supplier quotations.
DETAILED RATE ANALYSIS — EAST AFRICAN QS FORMAT
Module / Ref | MODULE 4 | 27.03 | [5 empty] | MODULE 4¦27.03
BOQ Item | Supply and install sub-main cables between switchboard and distribution boards, including terminations
Unit | m | Pricing basis | Nairobi, Kenya — Sep 2026 | Currency | USD | VAT | Excluded
No. | Code | Resource Description | Category | Qty / BOQ Unit | Resource Unit | Rate (USD) | Amount (USD) | Remarks
1 | MAT-022 | Electrical cable, 2.5mm² | Material | 1.05 | m | 0.81144 | 0.85201 | East African productivity / consumption constant
2 | MAT-054 | PVC/galvanised conduit complete | Material | 0.25 | m | 2.0286 | 0.50715 | East African productivity / consumption constant
3 | LAB-010 | Electrician | Labour | 0.12 | hr | 2.5116 | 0.30139 | East African productivity / consumption constant
4 | LAB-002 | General labourer | Labour | 0.05 | hr | 0.7728 | 0.03864 | East African productivity / consumption constant
5 | PLT-018 | Electrical/ICT test instruments | Plant & Tools | 0.01 | day | 38.6399 | 0.3864 | East African productivity / consumption constant
6 | SUB-006 | Electrical installation | Subcontractor | 0 | item | 4636.7852 | 0 | Verify supplier/subcontract quotation
|  | Materials Total |  |  |  |  | 1.3592
|  | Labour Total |  |  |  |  | 0.34003
|  | Plant & Subcontract Total |  |  |  |  | 0.3864
|  | Direct Resource Cost |  |  |  |  | 2.0856
|  | Transport / Carriage | 5% of materials |  |  |  | 0.067958 | Adjust for haul distance
|  | Small Tools, Water & Sundries | 2.5% of labour + plant |  |  |  | 0.018161 | Traditional allowance
|  | PRIME COST |  |  |  |  | 2.1717
|  | Contractor Overheads | 10% |  |  |  | 0.21717 | Editable allowance
|  | Contractor Profit | 10% |  |  |  | 0.23889 | Editable allowance
|  | RATE PER BOQ UNIT | m |  |  |  | 2.6278 | Excluding VAT
Note | Quantities are standard estimating constants and must be adjusted for specification, method, location and supplier quotations.
DETAILED RATE ANALYSIS — EAST AFRICAN QS FORMAT
Module / Ref | MODULE 4 | 27.04 | [5 empty] | MODULE 4¦27.04
BOQ Item | Supply and install miniature and moulded-case circuit breakers within boards
Unit | nr | Pricing basis | Nairobi, Kenya — Sep 2026 | Currency | USD | VAT | Excluded
No. | Code | Resource Description | Category | Qty / BOQ Unit | Resource Unit | Rate (USD) | Amount (USD) | Remarks
1 | MAT-062 | MCB/MCCB/RCBO protective device | Material | 1 | nr | 47.7589 | 47.7589 | East African productivity / consumption constant
2 | MAT-002 | Ancillary fittings, supports, fixings and connection materials | Material | 0.01 | item | 40.5719 | 0.40572 | East African productivity / consumption constant
3 | LAB-010 | Electrician | Labour | 1 | hr | 2.5116 | 2.5116 | East African productivity / consumption constant
4 | LAB-002 | General labourer | Labour | 0.2 | hr | 0.7728 | 0.15456 | East African productivity / consumption constant
5 | PLT-018 | Electrical/ICT test instruments | Plant & Tools | 0.02 | day | 38.6399 | 0.7728 | East African productivity / consumption constant
6 | SUB-006 | Electrical installation | Subcontractor | 0 | item | 4636.7852 | 0 | Verify supplier/subcontract quotation
|  | Materials Total |  |  |  |  | 48.1646
|  | Labour Total |  |  |  |  | 2.6662
|  | Plant & Subcontract Total |  |  |  |  | 0.7728
|  | Direct Resource Cost |  |  |  |  | 51.6036
|  | Transport / Carriage | 5% of materials |  |  |  | 2.4082 | Adjust for haul distance
|  | Small Tools, Water & Sundries | 2.5% of labour + plant |  |  |  | 0.085974 | Traditional allowance
|  | PRIME COST |  |  |  |  | 54.0978
|  | Contractor Overheads | 10% |  |  |  | 5.4098 | Editable allowance
|  | Contractor Profit | 10% |  |  |  | 5.9508 | Editable allowance
|  | RATE PER BOQ UNIT | nr |  |  |  | 65.4583 | Excluding VAT
Note | Quantities are standard estimating constants and must be adjusted for specification, method, location and supplier quotations.
DETAILED RATE ANALYSIS — EAST AFRICAN QS FORMAT
Module / Ref | MODULE 4 | 27.05 | [5 empty] | MODULE 4¦27.05
BOQ Item | Supply and install residual-current devices (RCD/RCBO) within boards
Unit | nr | Pricing basis | Nairobi, Kenya — Sep 2026 | Currency | USD | VAT | Excluded
No. | Code | Resource Description | Category | Qty / BOQ Unit | Resource Unit | Rate (USD) | Amount (USD) | Remarks
1 | MAT-062 | MCB/MCCB/RCBO protective device | Material | 1 | nr | 47.7589 | 47.7589 | East African productivity / consumption constant
2 | MAT-002 | Ancillary fittings, supports, fixings and connection materials | Material | 0.01 | item | 40.5719 | 0.40572 | East African productivity / consumption constant
3 | LAB-010 | Electrician | Labour | 1 | hr | 2.5116 | 2.5116 | East African productivity / consumption constant
4 | LAB-002 | General labourer | Labour | 0.2 | hr | 0.7728 | 0.15456 | East African productivity / consumption constant
5 | PLT-018 | Electrical/ICT test instruments | Plant & Tools | 0.02 | day | 38.6399 | 0.7728 | East African productivity / consumption constant
6 | SUB-006 | Electrical installation | Subcontractor | 0 | item | 4636.7852 | 0 | Verify supplier/subcontract quotation
|  | Materials Total |  |  |  |  | 48.1646
|  | Labour Total |  |  |  |  | 2.6662
|  | Plant & Subcontract Total |  |  |  |  | 0.7728
|  | Direct Resource Cost |  |  |  |  | 51.6036
|  | Transport / Carriage | 5% of materials |  |  |  | 2.4082 | Adjust for haul distance
|  | Small Tools, Water & Sundries | 2.5% of labour + plant |  |  |  | 0.085974 | Traditional allowance
|  | PRIME COST |  |  |  |  | 54.0978
|  | Contractor Overheads | 10% |  |  |  | 5.4098 | Editable allowance
|  | Contractor Profit | 10% |  |  |  | 5.9508 | Editable allowance
|  | RATE PER BOQ UNIT | nr |  |  |  | 65.4583 | Excluding VAT
Note | Quantities are standard estimating constants and must be adjusted for specification, method, location and supplier quotations.
DETAILED RATE ANALYSIS — EAST AFRICAN QS FORMAT
Module / Ref | MODULE 4 | 27.06 | [5 empty] | MODULE 4¦27.06
BOQ Item | Supply and install local isolators, switch-disconnectors and fused connection units
Unit | nr | Pricing basis | Nairobi, Kenya — Sep 2026 | Currency | USD | VAT | Excluded
No. | Code | Resource Description | Category | Qty / BOQ Unit | Resource Unit | Rate (USD) | Amount (USD) | Remarks
1 | MAT-059 | Lighting switch | Material | 1 | nr | 4.0572 | 4.0572 | East African productivity / consumption constant
2 | MAT-054 | PVC/galvanised conduit complete | Material | 1 | m | 2.0286 | 2.0286 | East African productivity / consumption constant
3 | LAB-010 | Electrician | Labour | 0.8 | hr | 2.5116 | 2.0093 | East African productivity / consumption constant
4 | LAB-002 | General labourer | Labour | 0.2 | hr | 0.7728 | 0.15456 | East African productivity / consumption constant
5 | PLT-018 | Electrical/ICT test instruments | Plant & Tools | 0.01 | day | 38.6399 | 0.3864 | East African productivity / consumption constant
6 | SUB-006 | Electrical installation | Subcontractor | 0 | item | 4636.7852 | 0 | Verify supplier/subcontract quotation
|  | Materials Total |  |  |  |  | 6.0858
|  | Labour Total |  |  |  |  | 2.1638
|  | Plant & Subcontract Total |  |  |  |  | 0.3864
|  | Direct Resource Cost |  |  |  |  | 8.636
|  | Transport / Carriage | 5% of materials |  |  |  | 0.30429 | Adjust for haul distance
|  | Small Tools, Water & Sundries | 2.5% of labour + plant |  |  |  | 0.063756 | Traditional allowance
|  | PRIME COST |  |  |  |  | 9.0041
|  | Contractor Overheads | 10% |  |  |  | 0.90041 | Editable allowance
|  | Contractor Profit | 10% |  |  |  | 0.99045 | Editable allowance
|  | RATE PER BOQ UNIT | nr |  |  |  | 10.8949 | Excluding VAT
Note | Quantities are standard estimating constants and must be adjusted for specification, method, location and supplier quotations.
DETAILED RATE ANALYSIS — EAST AFRICAN QS FORMAT
Module / Ref | MODULE 4 | 27.07 | [5 empty] | MODULE 4¦27.07
BOQ Item | Supply and install contactors, timeclocks and control gear within boards
Unit | nr | Pricing basis | Nairobi, Kenya — Sep 2026 | Currency | USD | VAT | Excluded
No. | Code | Resource Description | Category | Qty / BOQ Unit | Resource Unit | Rate (USD) | Amount (USD) | Remarks
1 | MAT-125 | Contactor / timeclock / control device | Material | 1 | nr | 95.5178 | 95.5178 | Specific East African resource constant
2 | MAT-124 | Cable gland / termination kit | Material | 1 | nr | 28.4003 | 28.4003 | Specific East African resource constant
3 | LAB-010 | Electrician | Labour | 1 | hr | 2.5116 | 2.5116 | Specific East African resource constant
4 | LAB-002 | General labourer | Labour | 0.2 | hr | 0.7728 | 0.15456 | Specific East African resource constant
5 | PLT-018 | Electrical/ICT test instruments | Plant & Tools | 0.02 | day | 38.6399 | 0.7728 | Specific East African resource constant
6 | SUB-006 | Electrical installation | Subcontractor | 0 | item | 4636.7852 | 0 | Verify local quotation / authority charge
|  | Materials Total |  |  |  |  | 123.9181
|  | Labour Total |  |  |  |  | 2.6662
|  | Plant & Subcontract Total |  |  |  |  | 0.7728
|  | Direct Resource Cost |  |  |  |  | 127.357
|  | Transport / Carriage | 5% of materials |  |  |  | 6.1959 | Adjust for haul distance
|  | Small Tools, Water & Sundries | 2.5% of labour + plant |  |  |  | 0.085974 | Traditional allowance
|  | PRIME COST |  |  |  |  | 133.6389
|  | Contractor Overheads | 10% |  |  |  | 13.3639 | Editable allowance
|  | Contractor Profit | 10% |  |  |  | 14.7003 | Editable allowance
|  | RATE PER BOQ UNIT | nr |  |  |  | 161.7031 | Excluding VAT
Note | Quantities are standard estimating constants and must be adjusted for specification, method, location and supplier quotations.
DETAILED RATE ANALYSIS — EAST AFRICAN QS FORMAT
Module / Ref | MODULE 4 | 27.08 | [5 empty] | MODULE 4¦27.08
BOQ Item | Supply and install board labelling, schedules and circuit identification
Unit | nr | Pricing basis | Nairobi, Kenya — Sep 2026 | Currency | USD | VAT | Excluded
No. | Code | Resource Description | Category | Qty / BOQ Unit | Resource Unit | Rate (USD) | Amount (USD) | Remarks
1 | MAT-125 | Contactor / timeclock / control device | Material | 1 | nr | 95.5178 | 95.5178 | Discipline-specific East African resource allowance
2 | MAT-124 | Cable gland / termination kit | Material | 1 | nr | 28.4003 | 28.4003 | Discipline-specific East African resource allowance
3 | LAB-010 | Electrician | Labour | 2 | hr | 2.5116 | 5.0232 | Discipline-specific East African resource allowance
4 | LAB-002 | General labourer | Labour | 0.5 | hr | 0.7728 | 0.3864 | Discipline-specific East African resource allowance
5 | PLT-018 | Electrical/ICT test instruments | Plant & Tools | 0.05 | day | 38.6399 | 1.932 | Discipline-specific East African resource allowance
6 | SUB-006 | Electrical installation | Subcontractor | 0.005 | item | 4636.7852 | 23.1839 | Discipline provisional allowance — verify quotation
|  | Materials Total |  |  |  |  | 123.9181
|  | Labour Total |  |  |  |  | 5.4096
|  | Plant & Subcontract Total |  |  |  |  | 25.1159
|  | Direct Resource Cost |  |  |  |  | 154.4436
|  | Transport / Carriage | 5% of materials |  |  |  | 6.1959 | Adjust for haul distance
|  | Small Tools, Water & Sundries | 2.5% of labour + plant |  |  |  | 0.76314 | Traditional allowance
|  | PRIME COST |  |  |  |  | 161.4026
|  | Contractor Overheads | 10% |  |  |  | 16.1403 | Editable allowance
|  | Contractor Profit | 10% |  |  |  | 17.7543 | Editable allowance
|  | RATE PER BOQ UNIT | nr |  |  |  | 195.2972 | Excluding VAT
Note | Quantities are standard estimating constants and must be adjusted for specification, method, location and supplier quotations.
DETAILED RATE ANALYSIS — EAST AFRICAN QS FORMAT
Module / Ref | MODULE 4 | 27.09 | [5 empty] | MODULE 4¦27.09
BOQ Item | Supply and install cable glands and terminations to distribution boards
Unit | nr | Pricing basis | Nairobi, Kenya — Sep 2026 | Currency | USD | VAT | Excluded
No. | Code | Resource Description | Category | Qty / BOQ Unit | Resource Unit | Rate (USD) | Amount (USD) | Remarks
1 | MAT-124 | Cable gland / termination kit | Material | 1 | nr | 28.4003 | 28.4003 | Specific East African resource constant
2 | MAT-002 | Ancillary fittings, supports, fixings and connection materials | Material | 0.01 | item | 40.5719 | 0.40572 | Specific East African resource constant
3 | LAB-010 | Electrician | Labour | 0.8 | hr | 2.5116 | 2.0093 | Specific East African resource constant
4 | LAB-002 | General labourer | Labour | 0.2 | hr | 0.7728 | 0.15456 | Specific East African resource constant
5 | PLT-018 | Electrical/ICT test instruments | Plant & Tools | 0.02 | day | 38.6399 | 0.7728 | Specific East African resource constant
6 | SUB-006 | Electrical installation | Subcontractor | 0 | item | 4636.7852 | 0 | Verify local quotation / authority charge
|  | Materials Total |  |  |  |  | 28.806
|  | Labour Total |  |  |  |  | 2.1638
|  | Plant & Subcontract Total |  |  |  |  | 0.7728
|  | Direct Resource Cost |  |  |  |  | 31.7427
|  | Transport / Carriage | 5% of materials |  |  |  | 1.4403 | Adjust for haul distance
|  | Small Tools, Water & Sundries | 2.5% of labour + plant |  |  |  | 0.073416 | Traditional allowance
|  | PRIME COST |  |  |  |  | 33.2564
|  | Contractor Overheads | 10% |  |  |  | 3.3256 | Editable allowance
|  | Contractor Profit | 10% |  |  |  | 3.6582 | Editable allowance
|  | RATE PER BOQ UNIT | nr |  |  |  | 40.2402 | Excluding VAT
Note | Quantities are standard estimating constants and must be adjusted for specification, method, location and supplier quotations.
DETAILED RATE ANALYSIS — EAST AFRICAN QS FORMAT
Module / Ref | MODULE 4 | 27.1 | [5 empty] | MODULE 4¦27.1
BOQ Item | Carry out testing and commissioning of distribution boards and sub-mains
Unit | nr | Pricing basis | Nairobi, Kenya — Sep 2026 | Currency | USD | VAT | Excluded
No. | Code | Resource Description | Category | Qty / BOQ Unit | Resource Unit | Rate (USD) | Amount (USD) | Remarks
1 | MAT-113 | Survey monitoring instrument/target | Material | 0.2 | nr | 119.3972 | 23.8794 | Specific East African resource constant
2 | MAT-124 | Cable gland / termination kit | Material | 0 | nr | 28.4003 | 0 | Specific East African resource constant
3 | LAB-010 | Electrician | Labour | 4 | hr | 2.5116 | 10.0464 | Specific East African resource constant
4 | LAB-002 | General labourer | Labour | 1 | hr | 0.7728 | 0.7728 | Specific East African resource constant
5 | PLT-018 | Electrical/ICT test instruments | Plant & Tools | 0.5 | day | 38.6399 | 19.3199 | Specific East African resource constant
6 | SUB-009 | Testing & commissioning | Subcontractor | 0.05 | item | 579.5981 | 28.9799 | Verify local quotation / authority charge
|  | Materials Total |  |  |  |  | 23.8794
|  | Labour Total |  |  |  |  | 10.8192
|  | Plant & Subcontract Total |  |  |  |  | 48.2998
|  | Direct Resource Cost |  |  |  |  | 82.9985
|  | Transport / Carriage | 5% of materials |  |  |  | 1.194 | Adjust for haul distance
|  | Small Tools, Water & Sundries | 2.5% of labour + plant |  |  |  | 1.478 | Traditional allowance
|  | PRIME COST |  |  |  |  | 85.6704
|  | Contractor Overheads | 10% |  |  |  | 8.567 | Editable allowance
|  | Contractor Profit | 10% |  |  |  | 9.4237 | Editable allowance
|  | RATE PER BOQ UNIT | nr |  |  |  | 103.6612 | Excluding VAT
Note | Quantities are standard estimating constants and must be adjusted for specification, method, location and supplier quotations.
DETAILED RATE ANALYSIS — EAST AFRICAN QS FORMAT
Module / Ref | MODULE 4 | 28.01 | [5 empty] | MODULE 4¦28.01
BOQ Item | Supply and install cable tray, including bends, tees, fixings and supports
Unit | m | Pricing basis | Nairobi, Kenya — Sep 2026 | Currency | USD | VAT | Excluded
No. | Code | Resource Description | Category | Qty / BOQ Unit | Resource Unit | Rate (USD) | Amount (USD) | Remarks
1 | MAT-053 | Cable tray / ladder complete | Material | 1.05 | m | 14.6059 | 15.3362 | East African productivity / consumption constant
2 | MAT-002 | Ancillary fittings, supports, fixings and connection materials | Material | 0.03 | item | 40.5719 | 1.2172 | East African productivity / consumption constant
3 | LAB-010 | Electrician | Labour | 0.25 | hr | 2.5116 | 0.6279 | East African productivity / consumption constant
4 | LAB-002 | General labourer | Labour | 0.15 | hr | 0.7728 | 0.11592 | East African productivity / consumption constant
5 | PLT-020 | Scissor lift / MEWP | Plant & Tools | 0.005 | day | 154.5595 | 0.7728 | East African productivity / consumption constant
6 | SUB-006 | Electrical installation | Subcontractor | 0 | item | 4636.7852 | 0 | Verify supplier/subcontract quotation
|  | Materials Total |  |  |  |  | 16.5533
|  | Labour Total |  |  |  |  | 0.74382
|  | Plant & Subcontract Total |  |  |  |  | 0.7728
|  | Direct Resource Cost |  |  |  |  | 18.0699
|  | Transport / Carriage | 5% of materials |  |  |  | 0.82767 | Adjust for haul distance
|  | Small Tools, Water & Sundries | 2.5% of labour + plant |  |  |  | 0.037915 | Traditional allowance
|  | PRIME COST |  |  |  |  | 18.9355
|  | Contractor Overheads | 10% |  |  |  | 1.8936 | Editable allowance
|  | Contractor Profit | 10% |  |  |  | 2.0829 | Editable allowance
|  | RATE PER BOQ UNIT | m |  |  |  | 22.912 | Excluding VAT
Note | Quantities are standard estimating constants and must be adjusted for specification, method, location and supplier quotations.
DETAILED RATE ANALYSIS — EAST AFRICAN QS FORMAT
Module / Ref | MODULE 4 | 28.02 | [5 empty] | MODULE 4¦28.02
BOQ Item | Supply and install cable ladder, including accessories, fixings and supports
Unit | m | Pricing basis | Nairobi, Kenya — Sep 2026 | Currency | USD | VAT | Excluded
No. | Code | Resource Description | Category | Qty / BOQ Unit | Resource Unit | Rate (USD) | Amount (USD) | Remarks
1 | MAT-053 | Cable tray / ladder complete | Material | 1.05 | m | 14.6059 | 15.3362 | East African productivity / consumption constant
2 | MAT-002 | Ancillary fittings, supports, fixings and connection materials | Material | 0.03 | item | 40.5719 | 1.2172 | East African productivity / consumption constant
3 | LAB-010 | Electrician | Labour | 0.25 | hr | 2.5116 | 0.6279 | East African productivity / consumption constant
4 | LAB-002 | General labourer | Labour | 0.15 | hr | 0.7728 | 0.11592 | East African productivity / consumption constant
5 | PLT-020 | Scissor lift / MEWP | Plant & Tools | 0.005 | day | 154.5595 | 0.7728 | East African productivity / consumption constant
6 | SUB-006 | Electrical installation | Subcontractor | 0 | item | 4636.7852 | 0 | Verify supplier/subcontract quotation
|  | Materials Total |  |  |  |  | 16.5533
|  | Labour Total |  |  |  |  | 0.74382
|  | Plant & Subcontract Total |  |  |  |  | 0.7728
|  | Direct Resource Cost |  |  |  |  | 18.0699
|  | Transport / Carriage | 5% of materials |  |  |  | 0.82767 | Adjust for haul distance
|  | Small Tools, Water & Sundries | 2.5% of labour + plant |  |  |  | 0.037915 | Traditional allowance
|  | PRIME COST |  |  |  |  | 18.9355
|  | Contractor Overheads | 10% |  |  |  | 1.8936 | Editable allowance
|  | Contractor Profit | 10% |  |  |  | 2.0829 | Editable allowance
|  | RATE PER BOQ UNIT | m |  |  |  | 22.912 | Excluding VAT
Note | Quantities are standard estimating constants and must be adjusted for specification, method, location and supplier quotations.
DETAILED RATE ANALYSIS — EAST AFRICAN QS FORMAT
Module / Ref | MODULE 4 | 28.03 | [5 empty] | MODULE 4¦28.03
BOQ Item | Supply and install cable basket or wire-mesh tray, including accessories and supports
Unit | m | Pricing basis | Nairobi, Kenya — Sep 2026 | Currency | USD | VAT | Excluded
No. | Code | Resource Description | Category | Qty / BOQ Unit | Resource Unit | Rate (USD) | Amount (USD) | Remarks
1 | MAT-022 | Electrical cable, 2.5mm² | Material | 1.05 | m | 0.81144 | 0.85201 | East African productivity / consumption constant
2 | MAT-054 | PVC/galvanised conduit complete | Material | 0.25 | m | 2.0286 | 0.50715 | East African productivity / consumption constant
3 | LAB-010 | Electrician | Labour | 0.12 | hr | 2.5116 | 0.30139 | East African productivity / consumption constant
4 | LAB-002 | General labourer | Labour | 0.05 | hr | 0.7728 | 0.03864 | East African productivity / consumption constant
5 | PLT-018 | Electrical/ICT test instruments | Plant & Tools | 0.01 | day | 38.6399 | 0.3864 | East African productivity / consumption constant
6 | SUB-006 | Electrical installation | Subcontractor | 0 | item | 4636.7852 | 0 | Verify supplier/subcontract quotation
|  | Materials Total |  |  |  |  | 1.3592
|  | Labour Total |  |  |  |  | 0.34003
|  | Plant & Subcontract Total |  |  |  |  | 0.3864
|  | Direct Resource Cost |  |  |  |  | 2.0856
|  | Transport / Carriage | 5% of materials |  |  |  | 0.067958 | Adjust for haul distance
|  | Small Tools, Water & Sundries | 2.5% of labour + plant |  |  |  | 0.018161 | Traditional allowance
|  | PRIME COST |  |  |  |  | 2.1717
|  | Contractor Overheads | 10% |  |  |  | 0.21717 | Editable allowance
|  | Contractor Profit | 10% |  |  |  | 0.23889 | Editable allowance
|  | RATE PER BOQ UNIT | m |  |  |  | 2.6278 | Excluding VAT
Note | Quantities are standard estimating constants and must be adjusted for specification, method, location and supplier quotations.
DETAILED RATE ANALYSIS — EAST AFRICAN QS FORMAT
Module / Ref | MODULE 4 | 28.04 | [5 empty] | MODULE 4¦28.04
BOQ Item | Supply and install steel or galvanised conduit, including fittings, boxes and fixings
Unit | m | Pricing basis | Nairobi, Kenya — Sep 2026 | Currency | USD | VAT | Excluded
No. | Code | Resource Description | Category | Qty / BOQ Unit | Resource Unit | Rate (USD) | Amount (USD) | Remarks
1 | MAT-054 | PVC/galvanised conduit complete | Material | 1.05 | m | 2.0286 | 2.13 | East African productivity / consumption constant
2 | MAT-002 | Ancillary fittings, supports, fixings and connection materials | Material | 0.01 | item | 40.5719 | 0.40572 | East African productivity / consumption constant
3 | LAB-010 | Electrician | Labour | 0.15 | hr | 2.5116 | 0.37674 | East African productivity / consumption constant
4 | LAB-002 | General labourer | Labour | 0.08 | hr | 0.7728 | 0.061824 | East African productivity / consumption constant
5 | PLT-016 | Small tools & consumables (allowance) | Plant & Tools | 0.03 | hr | 0.5796 | 0.017388 | East African productivity / consumption constant
6 | SUB-006 | Electrical installation | Subcontractor | 0 | item | 4636.7852 | 0 | Verify supplier/subcontract quotation
|  | Materials Total |  |  |  |  | 2.5357
|  | Labour Total |  |  |  |  | 0.43856
|  | Plant & Subcontract Total |  |  |  |  | 0.017388
|  | Direct Resource Cost |  |  |  |  | 2.9917
|  | Transport / Carriage | 5% of materials |  |  |  | 0.12679 | Adjust for haul distance
|  | Small Tools, Water & Sundries | 2.5% of labour + plant |  |  |  | 0.011399 | Traditional allowance
|  | PRIME COST |  |  |  |  | 3.1299
|  | Contractor Overheads | 10% |  |  |  | 0.31299 | Editable allowance
|  | Contractor Profit | 10% |  |  |  | 0.34429 | Editable allowance
|  | RATE PER BOQ UNIT | m |  |  |  | 3.7872 | Excluding VAT
Note | Quantities are standard estimating constants and must be adjusted for specification, method, location and supplier quotations.
DETAILED RATE ANALYSIS — EAST AFRICAN QS FORMAT
Module / Ref | MODULE 4 | 28.05 | [5 empty] | MODULE 4¦28.05
BOQ Item | Supply and install PVC conduit, including fittings, boxes and fixings
Unit | m | Pricing basis | Nairobi, Kenya — Sep 2026 | Currency | USD | VAT | Excluded
No. | Code | Resource Description | Category | Qty / BOQ Unit | Resource Unit | Rate (USD) | Amount (USD) | Remarks
1 | MAT-054 | PVC/galvanised conduit complete | Material | 1.05 | m | 2.0286 | 2.13 | East African productivity / consumption constant
2 | MAT-002 | Ancillary fittings, supports, fixings and connection materials | Material | 0.01 | item | 40.5719 | 0.40572 | East African productivity / consumption constant
3 | LAB-010 | Electrician | Labour | 0.15 | hr | 2.5116 | 0.37674 | East African productivity / consumption constant
4 | LAB-002 | General labourer | Labour | 0.08 | hr | 0.7728 | 0.061824 | East African productivity / consumption constant
5 | PLT-016 | Small tools & consumables (allowance) | Plant & Tools | 0.03 | hr | 0.5796 | 0.017388 | East African productivity / consumption constant
6 | SUB-006 | Electrical installation | Subcontractor | 0 | item | 4636.7852 | 0 | Verify supplier/subcontract quotation
|  | Materials Total |  |  |  |  | 2.5357
|  | Labour Total |  |  |  |  | 0.43856
|  | Plant & Subcontract Total |  |  |  |  | 0.017388
|  | Direct Resource Cost |  |  |  |  | 2.9917
|  | Transport / Carriage | 5% of materials |  |  |  | 0.12679 | Adjust for haul distance
|  | Small Tools, Water & Sundries | 2.5% of labour + plant |  |  |  | 0.011399 | Traditional allowance
|  | PRIME COST |  |  |  |  | 3.1299
|  | Contractor Overheads | 10% |  |  |  | 0.31299 | Editable allowance
|  | Contractor Profit | 10% |  |  |  | 0.34429 | Editable allowance
|  | RATE PER BOQ UNIT | m |  |  |  | 3.7872 | Excluding VAT
Note | Quantities are standard estimating constants and must be adjusted for specification, method, location and supplier quotations.
DETAILED RATE ANALYSIS — EAST AFRICAN QS FORMAT
Module / Ref | MODULE 4 | 28.06 | [5 empty] | MODULE 4¦28.06
BOQ Item | Supply and install flexible conduit connections to equipment
Unit | m | Pricing basis | Nairobi, Kenya — Sep 2026 | Currency | USD | VAT | Excluded
No. | Code | Resource Description | Category | Qty / BOQ Unit | Resource Unit | Rate (USD) | Amount (USD) | Remarks
1 | MAT-054 | PVC/galvanised conduit complete | Material | 1.05 | m | 2.0286 | 2.13 | East African productivity / consumption constant
2 | MAT-002 | Ancillary fittings, supports, fixings and connection materials | Material | 0.01 | item | 40.5719 | 0.40572 | East African productivity / consumption constant
3 | LAB-010 | Electrician | Labour | 0.15 | hr | 2.5116 | 0.37674 | East African productivity / consumption constant
4 | LAB-002 | General labourer | Labour | 0.08 | hr | 0.7728 | 0.061824 | East African productivity / consumption constant
5 | PLT-016 | Small tools & consumables (allowance) | Plant & Tools | 0.03 | hr | 0.5796 | 0.017388 | East African productivity / consumption constant
6 | SUB-006 | Electrical installation | Subcontractor | 0 | item | 4636.7852 | 0 | Verify supplier/subcontract quotation
|  | Materials Total |  |  |  |  | 2.5357
|  | Labour Total |  |  |  |  | 0.43856
|  | Plant & Subcontract Total |  |  |  |  | 0.017388
|  | Direct Resource Cost |  |  |  |  | 2.9917
|  | Transport / Carriage | 5% of materials |  |  |  | 0.12679 | Adjust for haul distance
|  | Small Tools, Water & Sundries | 2.5% of labour + plant |  |  |  | 0.011399 | Traditional allowance
|  | PRIME COST |  |  |  |  | 3.1299
|  | Contractor Overheads | 10% |  |  |  | 0.31299 | Editable allowance
|  | Contractor Profit | 10% |  |  |  | 0.34429 | Editable allowance
|  | RATE PER BOQ UNIT | m |  |  |  | 3.7872 | Excluding VAT
Note | Quantities are standard estimating constants and must be adjusted for specification, method, location and supplier quotations.
DETAILED RATE ANALYSIS — EAST AFRICAN QS FORMAT
Module / Ref | MODULE 4 | 28.07 | [5 empty] | MODULE 4¦28.07
BOQ Item | Supply and install cable trunking, including bends, tees, dividers and fixings
Unit | m | Pricing basis | Nairobi, Kenya — Sep 2026 | Currency | USD | VAT | Excluded
No. | Code | Resource Description | Category | Qty / BOQ Unit | Resource Unit | Rate (USD) | Amount (USD) | Remarks
1 | MAT-104 | Cable trunking / raceway | Material | 1.05 | m | 8.1144 | 8.5201 | East African productivity / consumption constant
2 | MAT-002 | Ancillary fittings, supports, fixings and connection materials | Material | 0.02 | item | 40.5719 | 0.81144 | East African productivity / consumption constant
3 | LAB-010 | Electrician | Labour | 0.2 | hr | 2.5116 | 0.50232 | East African productivity / consumption constant
4 | LAB-002 | General labourer | Labour | 0.1 | hr | 0.7728 | 0.07728 | East African productivity / consumption constant
5 | PLT-016 | Small tools & consumables (allowance) | Plant & Tools | 0.03 | hr | 0.5796 | 0.017388 | East African productivity / consumption constant
6 | SUB-006 | Electrical installation | Subcontractor | 0 | item | 4636.7852 | 0 | Verify supplier/subcontract quotation
|  | Materials Total |  |  |  |  | 9.3315
|  | Labour Total |  |  |  |  | 0.5796
|  | Plant & Subcontract Total |  |  |  |  | 0.017388
|  | Direct Resource Cost |  |  |  |  | 9.9285
|  | Transport / Carriage | 5% of materials |  |  |  | 0.46658 | Adjust for haul distance
|  | Small Tools, Water & Sundries | 2.5% of labour + plant |  |  |  | 0.014925 | Traditional allowance
|  | PRIME COST |  |  |  |  | 10.41
|  | Contractor Overheads | 10% |  |  |  | 1.041 | Editable allowance
|  | Contractor Profit | 10% |  |  |  | 1.1451 | Editable allowance
|  | RATE PER BOQ UNIT | m |  |  |  | 12.5961 | Excluding VAT
Note | Quantities are standard estimating constants and must be adjusted for specification, method, location and supplier quotations.
DETAILED RATE ANALYSIS — EAST AFRICAN QS FORMAT
Module / Ref | MODULE 4 | 28.08 | [5 empty] | MODULE 4¦28.08
BOQ Item | Supply and install dado, skirting or bench trunking, including accessory boxes
Unit | m | Pricing basis | Nairobi, Kenya — Sep 2026 | Currency | USD | VAT | Excluded
No. | Code | Resource Description | Category | Qty / BOQ Unit | Resource Unit | Rate (USD) | Amount (USD) | Remarks
1 | MAT-104 | Cable trunking / raceway | Material | 1.05 | m | 8.1144 | 8.5201 | East African productivity / consumption constant
2 | MAT-002 | Ancillary fittings, supports, fixings and connection materials | Material | 0.02 | item | 40.5719 | 0.81144 | East African productivity / consumption constant
3 | LAB-010 | Electrician | Labour | 0.2 | hr | 2.5116 | 0.50232 | East African productivity / consumption constant
4 | LAB-002 | General labourer | Labour | 0.1 | hr | 0.7728 | 0.07728 | East African productivity / consumption constant
5 | PLT-016 | Small tools & consumables (allowance) | Plant & Tools | 0.03 | hr | 0.5796 | 0.017388 | East African productivity / consumption constant
6 | SUB-006 | Electrical installation | Subcontractor | 0 | item | 4636.7852 | 0 | Verify supplier/subcontract quotation
|  | Materials Total |  |  |  |  | 9.3315
|  | Labour Total |  |  |  |  | 0.5796
|  | Plant & Subcontract Total |  |  |  |  | 0.017388
|  | Direct Resource Cost |  |  |  |  | 9.9285
|  | Transport / Carriage | 5% of materials |  |  |  | 0.46658 | Adjust for haul distance
|  | Small Tools, Water & Sundries | 2.5% of labour + plant |  |  |  | 0.014925 | Traditional allowance
|  | PRIME COST |  |  |  |  | 10.41
|  | Contractor Overheads | 10% |  |  |  | 1.041 | Editable allowance
|  | Contractor Profit | 10% |  |  |  | 1.1451 | Editable allowance
|  | RATE PER BOQ UNIT | m |  |  |  | 12.5961 | Excluding VAT
Note | Quantities are standard estimating constants and must be adjusted for specification, method, location and supplier quotations.
DETAILED RATE ANALYSIS — EAST AFRICAN QS FORMAT
Module / Ref | MODULE 4 | 28.09 | [5 empty] | MODULE 4¦28.09
BOQ Item | Supply and install underfloor or floor-box containment and outlet boxes
Unit | nr | Pricing basis | Nairobi, Kenya — Sep 2026 | Currency | USD | VAT | Excluded
No. | Code | Resource Description | Category | Qty / BOQ Unit | Resource Unit | Rate (USD) | Amount (USD) | Remarks
1 | MAT-058 | 13A socket outlet | Material | 1 | nr | 9.7372 | 9.7372 | East African productivity / consumption constant
2 | MAT-054 | PVC/galvanised conduit complete | Material | 2 | m | 2.0286 | 4.0572 | East African productivity / consumption constant
3 | LAB-010 | Electrician | Labour | 1.2 | hr | 2.5116 | 3.0139 | East African productivity / consumption constant
4 | LAB-002 | General labourer | Labour | 0.3 | hr | 0.7728 | 0.23184 | East African productivity / consumption constant
5 | PLT-018 | Electrical/ICT test instruments | Plant & Tools | 0.02 | day | 38.6399 | 0.7728 | East African productivity / consumption constant
6 | SUB-006 | Electrical installation | Subcontractor | 0 | item | 4636.7852 | 0 | Verify supplier/subcontract quotation
|  | Materials Total |  |  |  |  | 13.7944
|  | Labour Total |  |  |  |  | 3.2457
|  | Plant & Subcontract Total |  |  |  |  | 0.7728
|  | Direct Resource Cost |  |  |  |  | 17.813
|  | Transport / Carriage | 5% of materials |  |  |  | 0.68972 | Adjust for haul distance
|  | Small Tools, Water & Sundries | 2.5% of labour + plant |  |  |  | 0.10046 | Traditional allowance
|  | PRIME COST |  |  |  |  | 18.6032
|  | Contractor Overheads | 10% |  |  |  | 1.8603 | Editable allowance
|  | Contractor Profit | 10% |  |  |  | 2.0463 | Editable allowance
|  | RATE PER BOQ UNIT | nr |  |  |  | 22.5098 | Excluding VAT
Note | Quantities are standard estimating constants and must be adjusted for specification, method, location and supplier quotations.
DETAILED RATE ANALYSIS — EAST AFRICAN QS FORMAT
Module / Ref | MODULE 4 | 28.1 | [5 empty] | MODULE 4¦28.1
BOQ Item | Supply and install cable cleats, ties, supports and fixings
Unit | nr | Pricing basis | Nairobi, Kenya — Sep 2026 | Currency | USD | VAT | Excluded
No. | Code | Resource Description | Category | Qty / BOQ Unit | Resource Unit | Rate (USD) | Amount (USD) | Remarks
1 | MAT-125 | Contactor / timeclock / control device | Material | 1 | nr | 95.5178 | 95.5178 | Discipline-specific East African resource allowance
2 | MAT-124 | Cable gland / termination kit | Material | 1 | nr | 28.4003 | 28.4003 | Discipline-specific East African resource allowance
3 | LAB-010 | Electrician | Labour | 2 | hr | 2.5116 | 5.0232 | Discipline-specific East African resource allowance
4 | LAB-002 | General labourer | Labour | 0.5 | hr | 0.7728 | 0.3864 | Discipline-specific East African resource allowance
5 | PLT-018 | Electrical/ICT test instruments | Plant & Tools | 0.05 | day | 38.6399 | 1.932 | Discipline-specific East African resource allowance
6 | SUB-006 | Electrical installation | Subcontractor | 0.005 | item | 4636.7852 | 23.1839 | Discipline provisional allowance — verify quotation
|  | Materials Total |  |  |  |  | 123.9181
|  | Labour Total |  |  |  |  | 5.4096
|  | Plant & Subcontract Total |  |  |  |  | 25.1159
|  | Direct Resource Cost |  |  |  |  | 154.4436
|  | Transport / Carriage | 5% of materials |  |  |  | 6.1959 | Adjust for haul distance
|  | Small Tools, Water & Sundries | 2.5% of labour + plant |  |  |  | 0.76314 | Traditional allowance
|  | PRIME COST |  |  |  |  | 161.4026
|  | Contractor Overheads | 10% |  |  |  | 16.1403 | Editable allowance
|  | Contractor Profit | 10% |  |  |  | 17.7543 | Editable allowance
|  | RATE PER BOQ UNIT | nr |  |  |  | 195.2972 | Excluding VAT
Note | Quantities are standard estimating constants and must be adjusted for specification, method, location and supplier quotations.
DETAILED RATE ANALYSIS — EAST AFRICAN QS FORMAT
Module / Ref | MODULE 4 | 28.11 | [5 empty] | MODULE 4¦28.11
BOQ Item | Form and fire-stop containment penetrations through walls and floors
Unit | nr | Pricing basis | Nairobi, Kenya — Sep 2026 | Currency | USD | VAT | Excluded
No. | Code | Resource Description | Category | Qty / BOQ Unit | Resource Unit | Rate (USD) | Amount (USD) | Remarks
1 | MAT-116 | Fire-stopping penetration seal | Material | 1 | nr | 36.5147 | 36.5147 | Specific East African resource constant
2 | MAT-002 | Ancillary fittings, supports, fixings and connection materials | Material | 0.02 | item | 40.5719 | 0.81144 | Specific East African resource constant
3 | LAB-018 | Fire-systems technician | Labour | 0.5 | hr | 2.7048 | 1.3524 | Specific East African resource constant
4 | LAB-002 | General labourer | Labour | 0.2 | hr | 0.7728 | 0.15456 | Specific East African resource constant
5 | PLT-016 | Small tools & consumables (allowance) | Plant & Tools | 0.02 | hr | 0.5796 | 0.011592 | Specific East African resource constant
6 | SUB-007 | Fire protection installation | Subcontractor | 0.002 | item | 3477.5889 | 6.9552 | Verify local quotation / authority charge
|  | Materials Total |  |  |  |  | 37.3261
|  | Labour Total |  |  |  |  | 1.507
|  | Plant & Subcontract Total |  |  |  |  | 6.9668
|  | Direct Resource Cost |  |  |  |  | 45.7998
|  | Transport / Carriage | 5% of materials |  |  |  | 1.8663 | Adjust for haul distance
|  | Small Tools, Water & Sundries | 2.5% of labour + plant |  |  |  | 0.21184 | Traditional allowance
|  | PRIME COST |  |  |  |  | 47.878
|  | Contractor Overheads | 10% |  |  |  | 4.7878 | Editable allowance
|  | Contractor Profit | 10% |  |  |  | 5.2666 | Editable allowance
|  | RATE PER BOQ UNIT | nr |  |  |  | 57.9324 | Excluding VAT
Note | Quantities are standard estimating constants and must be adjusted for specification, method, location and supplier quotations.
DETAILED RATE ANALYSIS — EAST AFRICAN QS FORMAT
Module / Ref | MODULE 4 | 29.01 | [5 empty] | MODULE 4¦29.01
BOQ Item | Supply and install LV power cables (XLPE/SWA) on containment, including terminations
Unit | m | Pricing basis | Nairobi, Kenya — Sep 2026 | Currency | USD | VAT | Excluded
No. | Code | Resource Description | Category | Qty / BOQ Unit | Resource Unit | Rate (USD) | Amount (USD) | Remarks
1 | MAT-022 | Electrical cable, 2.5mm² | Material | 1.05 | m | 0.81144 | 0.85201 | East African productivity / consumption constant
2 | MAT-054 | PVC/galvanised conduit complete | Material | 0.25 | m | 2.0286 | 0.50715 | East African productivity / consumption constant
3 | LAB-010 | Electrician | Labour | 0.12 | hr | 2.5116 | 0.30139 | East African productivity / consumption constant
4 | LAB-002 | General labourer | Labour | 0.05 | hr | 0.7728 | 0.03864 | East African productivity / consumption constant
5 | PLT-018 | Electrical/ICT test instruments | Plant & Tools | 0.01 | day | 38.6399 | 0.3864 | East African productivity / consumption constant
6 | SUB-006 | Electrical installation | Subcontractor | 0 | item | 4636.7852 | 0 | Verify supplier/subcontract quotation
|  | Materials Total |  |  |  |  | 1.3592
|  | Labour Total |  |  |  |  | 0.34003
|  | Plant & Subcontract Total |  |  |  |  | 0.3864
|  | Direct Resource Cost |  |  |  |  | 2.0856
|  | Transport / Carriage | 5% of materials |  |  |  | 0.067958 | Adjust for haul distance
|  | Small Tools, Water & Sundries | 2.5% of labour + plant |  |  |  | 0.018161 | Traditional allowance
|  | PRIME COST |  |  |  |  | 2.1717
|  | Contractor Overheads | 10% |  |  |  | 0.21717 | Editable allowance
|  | Contractor Profit | 10% |  |  |  | 0.23889 | Editable allowance
|  | RATE PER BOQ UNIT | m |  |  |  | 2.6278 | Excluding VAT
Note | Quantities are standard estimating constants and must be adjusted for specification, method, location and supplier quotations.
DETAILED RATE ANALYSIS — EAST AFRICAN QS FORMAT
Module / Ref | MODULE 4 | 29.02 | [5 empty] | MODULE 4¦29.02
BOQ Item | Supply and install LSZH single or multicore cables within containment
Unit | m | Pricing basis | Nairobi, Kenya — Sep 2026 | Currency | USD | VAT | Excluded
No. | Code | Resource Description | Category | Qty / BOQ Unit | Resource Unit | Rate (USD) | Amount (USD) | Remarks
1 | MAT-022 | Electrical cable, 2.5mm² | Material | 1.05 | m | 0.81144 | 0.85201 | East African productivity / consumption constant
2 | MAT-054 | PVC/galvanised conduit complete | Material | 0.25 | m | 2.0286 | 0.50715 | East African productivity / consumption constant
3 | LAB-010 | Electrician | Labour | 0.12 | hr | 2.5116 | 0.30139 | East African productivity / consumption constant
4 | LAB-002 | General labourer | Labour | 0.05 | hr | 0.7728 | 0.03864 | East African productivity / consumption constant
5 | PLT-018 | Electrical/ICT test instruments | Plant & Tools | 0.01 | day | 38.6399 | 0.3864 | East African productivity / consumption constant
6 | SUB-006 | Electrical installation | Subcontractor | 0 | item | 4636.7852 | 0 | Verify supplier/subcontract quotation
|  | Materials Total |  |  |  |  | 1.3592
|  | Labour Total |  |  |  |  | 0.34003
|  | Plant & Subcontract Total |  |  |  |  | 0.3864
|  | Direct Resource Cost |  |  |  |  | 2.0856
|  | Transport / Carriage | 5% of materials |  |  |  | 0.067958 | Adjust for haul distance
|  | Small Tools, Water & Sundries | 2.5% of labour + plant |  |  |  | 0.018161 | Traditional allowance
|  | PRIME COST |  |  |  |  | 2.1717
|  | Contractor Overheads | 10% |  |  |  | 0.21717 | Editable allowance
|  | Contractor Profit | 10% |  |  |  | 0.23889 | Editable allowance
|  | RATE PER BOQ UNIT | m |  |  |  | 2.6278 | Excluding VAT
Note | Quantities are standard estimating constants and must be adjusted for specification, method, location and supplier quotations.
DETAILED RATE ANALYSIS — EAST AFRICAN QS FORMAT
Module / Ref | MODULE 4 | 29.03 | [5 empty] | MODULE 4¦29.03
BOQ Item | Supply and install flat twin-and-earth or equivalent final-circuit cable
Unit | m | Pricing basis | Nairobi, Kenya — Sep 2026 | Currency | USD | VAT | Excluded
No. | Code | Resource Description | Category | Qty / BOQ Unit | Resource Unit | Rate (USD) | Amount (USD) | Remarks
1 | MAT-022 | Electrical cable, 2.5mm² | Material | 1.05 | m | 0.81144 | 0.85201 | East African productivity / consumption constant
2 | MAT-054 | PVC/galvanised conduit complete | Material | 0.25 | m | 2.0286 | 0.50715 | East African productivity / consumption constant
3 | LAB-010 | Electrician | Labour | 0.12 | hr | 2.5116 | 0.30139 | East African productivity / consumption constant
4 | LAB-002 | General labourer | Labour | 0.05 | hr | 0.7728 | 0.03864 | East African productivity / consumption constant
5 | PLT-018 | Electrical/ICT test instruments | Plant & Tools | 0.01 | day | 38.6399 | 0.3864 | East African productivity / consumption constant
6 | SUB-006 | Electrical installation | Subcontractor | 0 | item | 4636.7852 | 0 | Verify supplier/subcontract quotation
|  | Materials Total |  |  |  |  | 1.3592
|  | Labour Total |  |  |  |  | 0.34003
|  | Plant & Subcontract Total |  |  |  |  | 0.3864
|  | Direct Resource Cost |  |  |  |  | 2.0856
|  | Transport / Carriage | 5% of materials |  |  |  | 0.067958 | Adjust for haul distance
|  | Small Tools, Water & Sundries | 2.5% of labour + plant |  |  |  | 0.018161 | Traditional allowance
|  | PRIME COST |  |  |  |  | 2.1717
|  | Contractor Overheads | 10% |  |  |  | 0.21717 | Editable allowance
|  | Contractor Profit | 10% |  |  |  | 0.23889 | Editable allowance
|  | RATE PER BOQ UNIT | m |  |  |  | 2.6278 | Excluding VAT
Note | Quantities are standard estimating constants and must be adjusted for specification, method, location and supplier quotations.
DETAILED RATE ANALYSIS — EAST AFRICAN QS FORMAT
Module / Ref | MODULE 4 | 29.04 | [5 empty] | MODULE 4¦29.04
BOQ Item | Supply and install fire-rated or fire-resistant cabling to life-safety circuits
Unit | m | Pricing basis | Nairobi, Kenya — Sep 2026 | Currency | USD | VAT | Excluded
No. | Code | Resource Description | Category | Qty / BOQ Unit | Resource Unit | Rate (USD) | Amount (USD) | Remarks
1 | MAT-057 | Fire-rated cable | Material | 1.05 | m | 2.4343 | 2.556 | East African productivity / consumption constant
2 | MAT-054 | PVC/galvanised conduit complete | Material | 0.25 | m | 2.0286 | 0.50715 | East African productivity / consumption constant
3 | LAB-010 | Electrician | Labour | 0.15 | hr | 2.5116 | 0.37674 | East African productivity / consumption constant
4 | LAB-002 | General labourer | Labour | 0.08 | hr | 0.7728 | 0.061824 | East African productivity / consumption constant
5 | PLT-018 | Electrical/ICT test instruments | Plant & Tools | 0.01 | day | 38.6399 | 0.3864 | East African productivity / consumption constant
6 | SUB-006 | Electrical installation | Subcontractor | 0 | item | 4636.7852 | 0 | Verify supplier/subcontract quotation
|  | Materials Total |  |  |  |  | 3.0632
|  | Labour Total |  |  |  |  | 0.43856
|  | Plant & Subcontract Total |  |  |  |  | 0.3864
|  | Direct Resource Cost |  |  |  |  | 3.8881
|  | Transport / Carriage | 5% of materials |  |  |  | 0.15316 | Adjust for haul distance
|  | Small Tools, Water & Sundries | 2.5% of labour + plant |  |  |  | 0.020624 | Traditional allowance
|  | PRIME COST |  |  |  |  | 4.0619
|  | Contractor Overheads | 10% |  |  |  | 0.40619 | Editable allowance
|  | Contractor Profit | 10% |  |  |  | 0.44681 | Editable allowance
|  | RATE PER BOQ UNIT | m |  |  |  | 4.9149 | Excluding VAT
Note | Quantities are standard estimating constants and must be adjusted for specification, method, location and supplier quotations.
DETAILED RATE ANALYSIS — EAST AFRICAN QS FORMAT
Module / Ref | MODULE 4 | 29.05 | [5 empty] | MODULE 4¦29.05
BOQ Item | Supply and install SY/YY control and instrumentation cables
Unit | m | Pricing basis | Nairobi, Kenya — Sep 2026 | Currency | USD | VAT | Excluded
No. | Code | Resource Description | Category | Qty / BOQ Unit | Resource Unit | Rate (USD) | Amount (USD) | Remarks
1 | MAT-022 | Electrical cable, 2.5mm² | Material | 1.05 | m | 0.81144 | 0.85201 | East African productivity / consumption constant
2 | MAT-054 | PVC/galvanised conduit complete | Material | 0.25 | m | 2.0286 | 0.50715 | East African productivity / consumption constant
3 | LAB-010 | Electrician | Labour | 0.12 | hr | 2.5116 | 0.30139 | East African productivity / consumption constant
4 | LAB-002 | General labourer | Labour | 0.05 | hr | 0.7728 | 0.03864 | East African productivity / consumption constant
5 | PLT-018 | Electrical/ICT test instruments | Plant & Tools | 0.01 | day | 38.6399 | 0.3864 | East African productivity / consumption constant
6 | SUB-006 | Electrical installation | Subcontractor | 0 | item | 4636.7852 | 0 | Verify supplier/subcontract quotation
|  | Materials Total |  |  |  |  | 1.3592
|  | Labour Total |  |  |  |  | 0.34003
|  | Plant & Subcontract Total |  |  |  |  | 0.3864
|  | Direct Resource Cost |  |  |  |  | 2.0856
|  | Transport / Carriage | 5% of materials |  |  |  | 0.067958 | Adjust for haul distance
|  | Small Tools, Water & Sundries | 2.5% of labour + plant |  |  |  | 0.018161 | Traditional allowance
|  | PRIME COST |  |  |  |  | 2.1717
|  | Contractor Overheads | 10% |  |  |  | 0.21717 | Editable allowance
|  | Contractor Profit | 10% |  |  |  | 0.23889 | Editable allowance
|  | RATE PER BOQ UNIT | m |  |  |  | 2.6278 | Excluding VAT
Note | Quantities are standard estimating constants and must be adjusted for specification, method, location and supplier quotations.
DETAILED RATE ANALYSIS — EAST AFRICAN QS FORMAT
Module / Ref | MODULE 4 | 29.06 | [5 empty] | MODULE 4¦29.06
BOQ Item | Supply and install cable terminations, glands, lugs and connectors
Unit | nr | Pricing basis | Nairobi, Kenya — Sep 2026 | Currency | USD | VAT | Excluded
No. | Code | Resource Description | Category | Qty / BOQ Unit | Resource Unit | Rate (USD) | Amount (USD) | Remarks
1 | MAT-124 | Cable gland / termination kit | Material | 1 | nr | 28.4003 | 28.4003 | Specific East African resource constant
2 | MAT-002 | Ancillary fittings, supports, fixings and connection materials | Material | 0.01 | item | 40.5719 | 0.40572 | Specific East African resource constant
3 | LAB-010 | Electrician | Labour | 0.8 | hr | 2.5116 | 2.0093 | Specific East African resource constant
4 | LAB-002 | General labourer | Labour | 0.2 | hr | 0.7728 | 0.15456 | Specific East African resource constant
5 | PLT-018 | Electrical/ICT test instruments | Plant & Tools | 0.02 | day | 38.6399 | 0.7728 | Specific East African resource constant
6 | SUB-006 | Electrical installation | Subcontractor | 0 | item | 4636.7852 | 0 | Verify local quotation / authority charge
|  | Materials Total |  |  |  |  | 28.806
|  | Labour Total |  |  |  |  | 2.1638
|  | Plant & Subcontract Total |  |  |  |  | 0.7728
|  | Direct Resource Cost |  |  |  |  | 31.7427
|  | Transport / Carriage | 5% of materials |  |  |  | 1.4403 | Adjust for haul distance
|  | Small Tools, Water & Sundries | 2.5% of labour + plant |  |  |  | 0.073416 | Traditional allowance
|  | PRIME COST |  |  |  |  | 33.2564
|  | Contractor Overheads | 10% |  |  |  | 3.3256 | Editable allowance
|  | Contractor Profit | 10% |  |  |  | 3.6582 | Editable allowance
|  | RATE PER BOQ UNIT | nr |  |  |  | 40.2402 | Excluding VAT
Note | Quantities are standard estimating constants and must be adjusted for specification, method, location and supplier quotations.
DETAILED RATE ANALYSIS — EAST AFRICAN QS FORMAT
Module / Ref | MODULE 4 | 29.07 | [5 empty] | MODULE 4¦29.07
BOQ Item | Supply and install junction boxes, connection units and jointing
Unit | nr | Pricing basis | Nairobi, Kenya — Sep 2026 | Currency | USD | VAT | Excluded
No. | Code | Resource Description | Category | Qty / BOQ Unit | Resource Unit | Rate (USD) | Amount (USD) | Remarks
1 | MAT-125 | Contactor / timeclock / control device | Material | 1 | nr | 95.5178 | 95.5178 | Discipline-specific East African resource allowance
2 | MAT-124 | Cable gland / termination kit | Material | 1 | nr | 28.4003 | 28.4003 | Discipline-specific East African resource allowance
3 | LAB-010 | Electrician | Labour | 2 | hr | 2.5116 | 5.0232 | Discipline-specific East African resource allowance
4 | LAB-002 | General labourer | Labour | 0.5 | hr | 0.7728 | 0.3864 | Discipline-specific East African resource allowance
5 | PLT-018 | Electrical/ICT test instruments | Plant & Tools | 0.05 | day | 38.6399 | 1.932 | Discipline-specific East African resource allowance
6 | SUB-006 | Electrical installation | Subcontractor | 0.005 | item | 4636.7852 | 23.1839 | Discipline provisional allowance — verify quotation
|  | Materials Total |  |  |  |  | 123.9181
|  | Labour Total |  |  |  |  | 5.4096
|  | Plant & Subcontract Total |  |  |  |  | 25.1159
|  | Direct Resource Cost |  |  |  |  | 154.4436
|  | Transport / Carriage | 5% of materials |  |  |  | 6.1959 | Adjust for haul distance
|  | Small Tools, Water & Sundries | 2.5% of labour + plant |  |  |  | 0.76314 | Traditional allowance
|  | PRIME COST |  |  |  |  | 161.4026
|  | Contractor Overheads | 10% |  |  |  | 16.1403 | Editable allowance
|  | Contractor Profit | 10% |  |  |  | 17.7543 | Editable allowance
|  | RATE PER BOQ UNIT | nr |  |  |  | 195.2972 | Excluding VAT
Note | Quantities are standard estimating constants and must be adjusted for specification, method, location and supplier quotations.
DETAILED RATE ANALYSIS — EAST AFRICAN QS FORMAT
Module / Ref | MODULE 4 | 29.08 | [5 empty] | MODULE 4¦29.08
BOQ Item | Supply and install cable identification, numbering and circuit marking
Unit | nr | Pricing basis | Nairobi, Kenya — Sep 2026 | Currency | USD | VAT | Excluded
No. | Code | Resource Description | Category | Qty / BOQ Unit | Resource Unit | Rate (USD) | Amount (USD) | Remarks
1 | MAT-125 | Contactor / timeclock / control device | Material | 1 | nr | 95.5178 | 95.5178 | Discipline-specific East African resource allowance
2 | MAT-124 | Cable gland / termination kit | Material | 1 | nr | 28.4003 | 28.4003 | Discipline-specific East African resource allowance
3 | LAB-010 | Electrician | Labour | 2 | hr | 2.5116 | 5.0232 | Discipline-specific East African resource allowance
4 | LAB-002 | General labourer | Labour | 0.5 | hr | 0.7728 | 0.3864 | Discipline-specific East African resource allowance
5 | PLT-018 | Electrical/ICT test instruments | Plant & Tools | 0.05 | day | 38.6399 | 1.932 | Discipline-specific East African resource allowance
6 | SUB-006 | Electrical installation | Subcontractor | 0.005 | item | 4636.7852 | 23.1839 | Discipline provisional allowance — verify quotation
|  | Materials Total |  |  |  |  | 123.9181
|  | Labour Total |  |  |  |  | 5.4096
|  | Plant & Subcontract Total |  |  |  |  | 25.1159
|  | Direct Resource Cost |  |  |  |  | 154.4436
|  | Transport / Carriage | 5% of materials |  |  |  | 6.1959 | Adjust for haul distance
|  | Small Tools, Water & Sundries | 2.5% of labour + plant |  |  |  | 0.76314 | Traditional allowance
|  | PRIME COST |  |  |  |  | 161.4026
|  | Contractor Overheads | 10% |  |  |  | 16.1403 | Editable allowance
|  | Contractor Profit | 10% |  |  |  | 17.7543 | Editable allowance
|  | RATE PER BOQ UNIT | nr |  |  |  | 195.2972 | Excluding VAT
Note | Quantities are standard estimating constants and must be adjusted for specification, method, location and supplier quotations.
DETAILED RATE ANALYSIS — EAST AFRICAN QS FORMAT
Module / Ref | MODULE 4 | 29.09 | [5 empty] | MODULE 4¦29.09
BOQ Item | Pull, dress and terminate cables into equipment and accessories
Unit | nr | Pricing basis | Nairobi, Kenya — Sep 2026 | Currency | USD | VAT | Excluded
No. | Code | Resource Description | Category | Qty / BOQ Unit | Resource Unit | Rate (USD) | Amount (USD) | Remarks
1 | MAT-101 | Artwork / decorative accessory | Material | 1 | nr | 159.1963 | 159.1963 | East African productivity / consumption constant
2 | MAT-002 | Ancillary fittings, supports, fixings and connection materials | Material | 0.05 | item | 40.5719 | 2.0286 | East African productivity / consumption constant
3 | LAB-009 | Painter & decorator | Labour | 1 | hr | 1.3524 | 1.3524 | East African productivity / consumption constant
4 | LAB-002 | General labourer | Labour | 0.5 | hr | 0.7728 | 0.3864 | East African productivity / consumption constant
5 | PLT-016 | Small tools & consumables (allowance) | Plant & Tools | 0.05 | hr | 0.5796 | 0.02898 | East African productivity / consumption constant
6 | SUB-019 | Interior styling and decoration | Subcontractor | 0.02 | item | 1931.9938 | 38.6399 | Verify supplier/subcontract quotation
|  | Materials Total |  |  |  |  | 161.2249
|  | Labour Total |  |  |  |  | 1.7388
|  | Plant & Subcontract Total |  |  |  |  | 38.6689
|  | Direct Resource Cost |  |  |  |  | 201.6325
|  | Transport / Carriage | 5% of materials |  |  |  | 8.0612 | Adjust for haul distance
|  | Small Tools, Water & Sundries | 2.5% of labour + plant |  |  |  | 1.0102 | Traditional allowance
|  | PRIME COST |  |  |  |  | 210.704
|  | Contractor Overheads | 10% |  |  |  | 21.0704 | Editable allowance
|  | Contractor Profit | 10% |  |  |  | 23.1774 | Editable allowance
|  | RATE PER BOQ UNIT | nr |  |  |  | 254.9518 | Excluding VAT
Note | Quantities are standard estimating constants and must be adjusted for specification, method, location and supplier quotations.
DETAILED RATE ANALYSIS — EAST AFRICAN QS FORMAT
Module / Ref | MODULE 4 | 29.1 | [5 empty] | MODULE 4¦29.1
BOQ Item | Carry out insulation-resistance and continuity testing of installed cabling
Unit | m | Pricing basis | Nairobi, Kenya — Sep 2026 | Currency | USD | VAT | Excluded
No. | Code | Resource Description | Category | Qty / BOQ Unit | Resource Unit | Rate (USD) | Amount (USD) | Remarks
1 | MAT-002 | Ancillary fittings, supports, fixings and connection materials | Material | 0.05 | item | 40.5719 | 2.0286 | East African productivity / consumption constant
2 | MAT-001 | Specified item / equipment (compliance / BIM item) | Material | 0.01 | item | 405.7187 | 4.0572 | Verify supplier/subcontract quotation
3 | LAB-003 | Skilled labourer | Labour | 0.25 | hr | 1.1592 | 0.2898 | East African productivity / consumption constant
4 | LAB-002 | General labourer | Labour | 0.12 | hr | 0.7728 | 0.092736 | East African productivity / consumption constant
5 | PLT-016 | Small tools & consumables (allowance) | Plant & Tools | 0.05 | hr | 0.5796 | 0.02898 | East African productivity / consumption constant
6 | SUB-001 | Testing / commissioning allowance | Subcontractor | 0 | item | 193.1994 | 0 | Verify supplier/subcontract quotation
|  | Materials Total |  |  |  |  | 6.0858
|  | Labour Total |  |  |  |  | 0.38253
|  | Plant & Subcontract Total |  |  |  |  | 0.02898
|  | Direct Resource Cost |  |  |  |  | 6.4973
|  | Transport / Carriage | 5% of materials |  |  |  | 0.30429 | Adjust for haul distance
|  | Small Tools, Water & Sundries | 2.5% of labour + plant |  |  |  | 0.010288 | Traditional allowance
|  | PRIME COST |  |  |  |  | 6.8119
|  | Contractor Overheads | 10% |  |  |  | 0.68119 | Editable allowance
|  | Contractor Profit | 10% |  |  |  | 0.74931 | Editable allowance
|  | RATE PER BOQ UNIT | m |  |  |  | 8.2424 | Excluding VAT
Note | Quantities are standard estimating constants and must be adjusted for specification, method, location and supplier quotations.
DETAILED RATE ANALYSIS — EAST AFRICAN QS FORMAT
Module / Ref | MODULE 4 | 30.01 | [5 empty] | MODULE 4¦30.01
BOQ Item | Supply and install socket outlets (single/twin), including back boxes and connections
Unit | nr | Pricing basis | Nairobi, Kenya — Sep 2026 | Currency | USD | VAT | Excluded
No. | Code | Resource Description | Category | Qty / BOQ Unit | Resource Unit | Rate (USD) | Amount (USD) | Remarks
1 | MAT-058 | 13A socket outlet | Material | 1 | nr | 9.7372 | 9.7372 | East African productivity / consumption constant
2 | MAT-054 | PVC/galvanised conduit complete | Material | 2 | m | 2.0286 | 4.0572 | East African productivity / consumption constant
3 | LAB-010 | Electrician | Labour | 1.2 | hr | 2.5116 | 3.0139 | East African productivity / consumption constant
4 | LAB-002 | General labourer | Labour | 0.3 | hr | 0.7728 | 0.23184 | East African productivity / consumption constant
5 | PLT-018 | Electrical/ICT test instruments | Plant & Tools | 0.02 | day | 38.6399 | 0.7728 | East African productivity / consumption constant
6 | SUB-006 | Electrical installation | Subcontractor | 0 | item | 4636.7852 | 0 | Verify supplier/subcontract quotation
|  | Materials Total |  |  |  |  | 13.7944
|  | Labour Total |  |  |  |  | 3.2457
|  | Plant & Subcontract Total |  |  |  |  | 0.7728
|  | Direct Resource Cost |  |  |  |  | 17.813
|  | Transport / Carriage | 5% of materials |  |  |  | 0.68972 | Adjust for haul distance
|  | Small Tools, Water & Sundries | 2.5% of labour + plant |  |  |  | 0.10046 | Traditional allowance
|  | PRIME COST |  |  |  |  | 18.6032
|  | Contractor Overheads | 10% |  |  |  | 1.8603 | Editable allowance
|  | Contractor Profit | 10% |  |  |  | 2.0463 | Editable allowance
|  | RATE PER BOQ UNIT | nr |  |  |  | 22.5098 | Excluding VAT
Note | Quantities are standard estimating constants and must be adjusted for specification, method, location and supplier quotations.
DETAILED RATE ANALYSIS — EAST AFRICAN QS FORMAT
Module / Ref | MODULE 4 | 30.02 | [5 empty] | MODULE 4¦30.02
BOQ Item | Supply and install switched fused spurs and connection units
Unit | nr | Pricing basis | Nairobi, Kenya — Sep 2026 | Currency | USD | VAT | Excluded
No. | Code | Resource Description | Category | Qty / BOQ Unit | Resource Unit | Rate (USD) | Amount (USD) | Remarks
1 | MAT-059 | Lighting switch | Material | 1 | nr | 4.0572 | 4.0572 | East African productivity / consumption constant
2 | MAT-054 | PVC/galvanised conduit complete | Material | 1 | m | 2.0286 | 2.0286 | East African productivity / consumption constant
3 | LAB-010 | Electrician | Labour | 0.8 | hr | 2.5116 | 2.0093 | East African productivity / consumption constant
4 | LAB-002 | General labourer | Labour | 0.2 | hr | 0.7728 | 0.15456 | East African productivity / consumption constant
5 | PLT-018 | Electrical/ICT test instruments | Plant & Tools | 0.01 | day | 38.6399 | 0.3864 | East African productivity / consumption constant
6 | SUB-006 | Electrical installation | Subcontractor | 0 | item | 4636.7852 | 0 | Verify supplier/subcontract quotation
|  | Materials Total |  |  |  |  | 6.0858
|  | Labour Total |  |  |  |  | 2.1638
|  | Plant & Subcontract Total |  |  |  |  | 0.3864
|  | Direct Resource Cost |  |  |  |  | 8.636
|  | Transport / Carriage | 5% of materials |  |  |  | 0.30429 | Adjust for haul distance
|  | Small Tools, Water & Sundries | 2.5% of labour + plant |  |  |  | 0.063756 | Traditional allowance
|  | PRIME COST |  |  |  |  | 9.0041
|  | Contractor Overheads | 10% |  |  |  | 0.90041 | Editable allowance
|  | Contractor Profit | 10% |  |  |  | 0.99045 | Editable allowance
|  | RATE PER BOQ UNIT | nr |  |  |  | 10.8949 | Excluding VAT
Note | Quantities are standard estimating constants and must be adjusted for specification, method, location and supplier quotations.
DETAILED RATE ANALYSIS — EAST AFRICAN QS FORMAT
Module / Ref | MODULE 4 | 30.03 | [5 empty] | MODULE 4¦30.03
BOQ Item | Supply and install floor-box and desk power/data outlets
Unit | nr | Pricing basis | Nairobi, Kenya — Sep 2026 | Currency | USD | VAT | Excluded
No. | Code | Resource Description | Category | Qty / BOQ Unit | Resource Unit | Rate (USD) | Amount (USD) | Remarks
1 | MAT-058 | 13A socket outlet | Material | 1 | nr | 9.7372 | 9.7372 | East African productivity / consumption constant
2 | MAT-054 | PVC/galvanised conduit complete | Material | 2 | m | 2.0286 | 4.0572 | East African productivity / consumption constant
3 | LAB-010 | Electrician | Labour | 1.2 | hr | 2.5116 | 3.0139 | East African productivity / consumption constant
4 | LAB-002 | General labourer | Labour | 0.3 | hr | 0.7728 | 0.23184 | East African productivity / consumption constant
5 | PLT-018 | Electrical/ICT test instruments | Plant & Tools | 0.02 | day | 38.6399 | 0.7728 | East African productivity / consumption constant
6 | SUB-006 | Electrical installation | Subcontractor | 0 | item | 4636.7852 | 0 | Verify supplier/subcontract quotation
|  | Materials Total |  |  |  |  | 13.7944
|  | Labour Total |  |  |  |  | 3.2457
|  | Plant & Subcontract Total |  |  |  |  | 0.7728
|  | Direct Resource Cost |  |  |  |  | 17.813
|  | Transport / Carriage | 5% of materials |  |  |  | 0.68972 | Adjust for haul distance
|  | Small Tools, Water & Sundries | 2.5% of labour + plant |  |  |  | 0.10046 | Traditional allowance
|  | PRIME COST |  |  |  |  | 18.6032
|  | Contractor Overheads | 10% |  |  |  | 1.8603 | Editable allowance
|  | Contractor Profit | 10% |  |  |  | 2.0463 | Editable allowance
|  | RATE PER BOQ UNIT | nr |  |  |  | 22.5098 | Excluding VAT
Note | Quantities are standard estimating constants and must be adjusted for specification, method, location and supplier quotations.
DETAILED RATE ANALYSIS — EAST AFRICAN QS FORMAT
Module / Ref | MODULE 4 | 30.04 | [5 empty] | MODULE 4¦30.04
BOQ Item | Supply and install commando or industrial socket outlets, including isolation
Unit | nr | Pricing basis | Nairobi, Kenya — Sep 2026 | Currency | USD | VAT | Excluded
No. | Code | Resource Description | Category | Qty / BOQ Unit | Resource Unit | Rate (USD) | Amount (USD) | Remarks
1 | MAT-058 | 13A socket outlet | Material | 1 | nr | 9.7372 | 9.7372 | East African productivity / consumption constant
2 | MAT-054 | PVC/galvanised conduit complete | Material | 2 | m | 2.0286 | 4.0572 | East African productivity / consumption constant
3 | LAB-010 | Electrician | Labour | 1.2 | hr | 2.5116 | 3.0139 | East African productivity / consumption constant
4 | LAB-002 | General labourer | Labour | 0.3 | hr | 0.7728 | 0.23184 | East African productivity / consumption constant
5 | PLT-018 | Electrical/ICT test instruments | Plant & Tools | 0.02 | day | 38.6399 | 0.7728 | East African productivity / consumption constant
6 | SUB-006 | Electrical installation | Subcontractor | 0 | item | 4636.7852 | 0 | Verify supplier/subcontract quotation
|  | Materials Total |  |  |  |  | 13.7944
|  | Labour Total |  |  |  |  | 3.2457
|  | Plant & Subcontract Total |  |  |  |  | 0.7728
|  | Direct Resource Cost |  |  |  |  | 17.813
|  | Transport / Carriage | 5% of materials |  |  |  | 0.68972 | Adjust for haul distance
|  | Small Tools, Water & Sundries | 2.5% of labour + plant |  |  |  | 0.10046 | Traditional allowance
|  | PRIME COST |  |  |  |  | 18.6032
|  | Contractor Overheads | 10% |  |  |  | 1.8603 | Editable allowance
|  | Contractor Profit | 10% |  |  |  | 2.0463 | Editable allowance
|  | RATE PER BOQ UNIT | nr |  |  |  | 22.5098 | Excluding VAT
Note | Quantities are standard estimating constants and must be adjusted for specification, method, location and supplier quotations.
DETAILED RATE ANALYSIS — EAST AFRICAN QS FORMAT
Module / Ref | MODULE 4 | 30.05 | [5 empty] | MODULE 4¦30.05
BOQ Item | Supply and install dedicated supplies to mechanical plant and equipment
Unit | nr | Pricing basis | Nairobi, Kenya — Sep 2026 | Currency | USD | VAT | Excluded
No. | Code | Resource Description | Category | Qty / BOQ Unit | Resource Unit | Rate (USD) | Amount (USD) | Remarks
1 | MAT-125 | Contactor / timeclock / control device | Material | 1 | nr | 95.5178 | 95.5178 | Discipline-specific East African resource allowance
2 | MAT-124 | Cable gland / termination kit | Material | 1 | nr | 28.4003 | 28.4003 | Discipline-specific East African resource allowance
3 | LAB-010 | Electrician | Labour | 2 | hr | 2.5116 | 5.0232 | Discipline-specific East African resource allowance
4 | LAB-002 | General labourer | Labour | 0.5 | hr | 0.7728 | 0.3864 | Discipline-specific East African resource allowance
5 | PLT-018 | Electrical/ICT test instruments | Plant & Tools | 0.05 | day | 38.6399 | 1.932 | Discipline-specific East African resource allowance
6 | SUB-006 | Electrical installation | Subcontractor | 0.005 | item | 4636.7852 | 23.1839 | Discipline provisional allowance — verify quotation
|  | Materials Total |  |  |  |  | 123.9181
|  | Labour Total |  |  |  |  | 5.4096
|  | Plant & Subcontract Total |  |  |  |  | 25.1159
|  | Direct Resource Cost |  |  |  |  | 154.4436
|  | Transport / Carriage | 5% of materials |  |  |  | 6.1959 | Adjust for haul distance
|  | Small Tools, Water & Sundries | 2.5% of labour + plant |  |  |  | 0.76314 | Traditional allowance
|  | PRIME COST |  |  |  |  | 161.4026
|  | Contractor Overheads | 10% |  |  |  | 16.1403 | Editable allowance
|  | Contractor Profit | 10% |  |  |  | 17.7543 | Editable allowance
|  | RATE PER BOQ UNIT | nr |  |  |  | 195.2972 | Excluding VAT
Note | Quantities are standard estimating constants and must be adjusted for specification, method, location and supplier quotations.
DETAILED RATE ANALYSIS — EAST AFRICAN QS FORMAT
Module / Ref | MODULE 4 | 30.06 | [5 empty] | MODULE 4¦30.06
BOQ Item | Supply and install isolators and local switching to fixed equipment
Unit | nr | Pricing basis | Nairobi, Kenya — Sep 2026 | Currency | USD | VAT | Excluded
No. | Code | Resource Description | Category | Qty / BOQ Unit | Resource Unit | Rate (USD) | Amount (USD) | Remarks
1 | MAT-059 | Lighting switch | Material | 1 | nr | 4.0572 | 4.0572 | East African productivity / consumption constant
2 | MAT-054 | PVC/galvanised conduit complete | Material | 1 | m | 2.0286 | 2.0286 | East African productivity / consumption constant
3 | LAB-010 | Electrician | Labour | 0.8 | hr | 2.5116 | 2.0093 | East African productivity / consumption constant
4 | LAB-002 | General labourer | Labour | 0.2 | hr | 0.7728 | 0.15456 | East African productivity / consumption constant
5 | PLT-018 | Electrical/ICT test instruments | Plant & Tools | 0.01 | day | 38.6399 | 0.3864 | East African productivity / consumption constant
6 | SUB-006 | Electrical installation | Subcontractor | 0 | item | 4636.7852 | 0 | Verify supplier/subcontract quotation
|  | Materials Total |  |  |  |  | 6.0858
|  | Labour Total |  |  |  |  | 2.1638
|  | Plant & Subcontract Total |  |  |  |  | 0.3864
|  | Direct Resource Cost |  |  |  |  | 8.636
|  | Transport / Carriage | 5% of materials |  |  |  | 0.30429 | Adjust for haul distance
|  | Small Tools, Water & Sundries | 2.5% of labour + plant |  |  |  | 0.063756 | Traditional allowance
|  | PRIME COST |  |  |  |  | 9.0041
|  | Contractor Overheads | 10% |  |  |  | 0.90041 | Editable allowance
|  | Contractor Profit | 10% |  |  |  | 0.99045 | Editable allowance
|  | RATE PER BOQ UNIT | nr |  |  |  | 10.8949 | Excluding VAT
Note | Quantities are standard estimating constants and must be adjusted for specification, method, location and supplier quotations.
DETAILED RATE ANALYSIS — EAST AFRICAN QS FORMAT
Module / Ref | MODULE 4 | 30.07 | [5 empty] | MODULE 4¦30.07
BOQ Item | Supply and install hand-dryer, water-heater and appliance connections
Unit | nr | Pricing basis | Nairobi, Kenya — Sep 2026 | Currency | USD | VAT | Excluded
No. | Code | Resource Description | Category | Qty / BOQ Unit | Resource Unit | Rate (USD) | Amount (USD) | Remarks
1 | MAT-125 | Contactor / timeclock / control device | Material | 1 | nr | 95.5178 | 95.5178 | Discipline-specific East African resource allowance
2 | MAT-124 | Cable gland / termination kit | Material | 1 | nr | 28.4003 | 28.4003 | Discipline-specific East African resource allowance
3 | LAB-010 | Electrician | Labour | 2 | hr | 2.5116 | 5.0232 | Discipline-specific East African resource allowance
4 | LAB-002 | General labourer | Labour | 0.5 | hr | 0.7728 | 0.3864 | Discipline-specific East African resource allowance
5 | PLT-018 | Electrical/ICT test instruments | Plant & Tools | 0.05 | day | 38.6399 | 1.932 | Discipline-specific East African resource allowance
6 | SUB-006 | Electrical installation | Subcontractor | 0.005 | item | 4636.7852 | 23.1839 | Discipline provisional allowance — verify quotation
|  | Materials Total |  |  |  |  | 123.9181
|  | Labour Total |  |  |  |  | 5.4096
|  | Plant & Subcontract Total |  |  |  |  | 25.1159
|  | Direct Resource Cost |  |  |  |  | 154.4436
|  | Transport / Carriage | 5% of materials |  |  |  | 6.1959 | Adjust for haul distance
|  | Small Tools, Water & Sundries | 2.5% of labour + plant |  |  |  | 0.76314 | Traditional allowance
|  | PRIME COST |  |  |  |  | 161.4026
|  | Contractor Overheads | 10% |  |  |  | 16.1403 | Editable allowance
|  | Contractor Profit | 10% |  |  |  | 17.7543 | Editable allowance
|  | RATE PER BOQ UNIT | nr |  |  |  | 195.2972 | Excluding VAT
Note | Quantities are standard estimating constants and must be adjusted for specification, method, location and supplier quotations.
DETAILED RATE ANALYSIS — EAST AFRICAN QS FORMAT
Module / Ref | MODULE 4 | 30.08 | [5 empty] | MODULE 4¦30.08
BOQ Item | Supply and install shaver sockets and specialist power outlets
Unit | nr | Pricing basis | Nairobi, Kenya — Sep 2026 | Currency | USD | VAT | Excluded
No. | Code | Resource Description | Category | Qty / BOQ Unit | Resource Unit | Rate (USD) | Amount (USD) | Remarks
1 | MAT-058 | 13A socket outlet | Material | 1 | nr | 9.7372 | 9.7372 | East African productivity / consumption constant
2 | MAT-054 | PVC/galvanised conduit complete | Material | 2 | m | 2.0286 | 4.0572 | East African productivity / consumption constant
3 | LAB-010 | Electrician | Labour | 1.2 | hr | 2.5116 | 3.0139 | East African productivity / consumption constant
4 | LAB-002 | General labourer | Labour | 0.3 | hr | 0.7728 | 0.23184 | East African productivity / consumption constant
5 | PLT-018 | Electrical/ICT test instruments | Plant & Tools | 0.02 | day | 38.6399 | 0.7728 | East African productivity / consumption constant
6 | SUB-006 | Electrical installation | Subcontractor | 0 | item | 4636.7852 | 0 | Verify supplier/subcontract quotation
|  | Materials Total |  |  |  |  | 13.7944
|  | Labour Total |  |  |  |  | 3.2457
|  | Plant & Subcontract Total |  |  |  |  | 0.7728
|  | Direct Resource Cost |  |  |  |  | 17.813
|  | Transport / Carriage | 5% of materials |  |  |  | 0.68972 | Adjust for haul distance
|  | Small Tools, Water & Sundries | 2.5% of labour + plant |  |  |  | 0.10046 | Traditional allowance
|  | PRIME COST |  |  |  |  | 18.6032
|  | Contractor Overheads | 10% |  |  |  | 1.8603 | Editable allowance
|  | Contractor Profit | 10% |  |  |  | 2.0463 | Editable allowance
|  | RATE PER BOQ UNIT | nr |  |  |  | 22.5098 | Excluding VAT
Note | Quantities are standard estimating constants and must be adjusted for specification, method, location and supplier quotations.
DETAILED RATE ANALYSIS — EAST AFRICAN QS FORMAT
Module / Ref | MODULE 4 | 30.09 | [5 empty] | MODULE 4¦30.09
BOQ Item | Supply and install USB/charging outlets and integrated power modules
Unit | nr | Pricing basis | Nairobi, Kenya — Sep 2026 | Currency | USD | VAT | Excluded
No. | Code | Resource Description | Category | Qty / BOQ Unit | Resource Unit | Rate (USD) | Amount (USD) | Remarks
1 | MAT-058 | 13A socket outlet | Material | 1 | nr | 9.7372 | 9.7372 | East African productivity / consumption constant
2 | MAT-054 | PVC/galvanised conduit complete | Material | 2 | m | 2.0286 | 4.0572 | East African productivity / consumption constant
3 | LAB-010 | Electrician | Labour | 1.2 | hr | 2.5116 | 3.0139 | East African productivity / consumption constant
4 | LAB-002 | General labourer | Labour | 0.3 | hr | 0.7728 | 0.23184 | East African productivity / consumption constant
5 | PLT-018 | Electrical/ICT test instruments | Plant & Tools | 0.02 | day | 38.6399 | 0.7728 | East African productivity / consumption constant
6 | SUB-006 | Electrical installation | Subcontractor | 0 | item | 4636.7852 | 0 | Verify supplier/subcontract quotation
|  | Materials Total |  |  |  |  | 13.7944
|  | Labour Total |  |  |  |  | 3.2457
|  | Plant & Subcontract Total |  |  |  |  | 0.7728
|  | Direct Resource Cost |  |  |  |  | 17.813
|  | Transport / Carriage | 5% of materials |  |  |  | 0.68972 | Adjust for haul distance
|  | Small Tools, Water & Sundries | 2.5% of labour + plant |  |  |  | 0.10046 | Traditional allowance
|  | PRIME COST |  |  |  |  | 18.6032
|  | Contractor Overheads | 10% |  |  |  | 1.8603 | Editable allowance
|  | Contractor Profit | 10% |  |  |  | 2.0463 | Editable allowance
|  | RATE PER BOQ UNIT | nr |  |  |  | 22.5098 | Excluding VAT
Note | Quantities are standard estimating constants and must be adjusted for specification, method, location and supplier quotations.
DETAILED RATE ANALYSIS — EAST AFRICAN QS FORMAT
Module / Ref | MODULE 4 | 30.1 | [5 empty] | MODULE 4¦30.1
BOQ Item | Terminate and test small-power final circuits
Unit | nr | Pricing basis | Nairobi, Kenya — Sep 2026 | Currency | USD | VAT | Excluded
No. | Code | Resource Description | Category | Qty / BOQ Unit | Resource Unit | Rate (USD) | Amount (USD) | Remarks
1 | MAT-125 | Contactor / timeclock / control device | Material | 1 | nr | 95.5178 | 95.5178 | Discipline-specific East African resource allowance
2 | MAT-124 | Cable gland / termination kit | Material | 1 | nr | 28.4003 | 28.4003 | Discipline-specific East African resource allowance
3 | LAB-010 | Electrician | Labour | 2 | hr | 2.5116 | 5.0232 | Discipline-specific East African resource allowance
4 | LAB-002 | General labourer | Labour | 0.5 | hr | 0.7728 | 0.3864 | Discipline-specific East African resource allowance
5 | PLT-018 | Electrical/ICT test instruments | Plant & Tools | 0.05 | day | 38.6399 | 1.932 | Discipline-specific East African resource allowance
6 | SUB-006 | Electrical installation | Subcontractor | 0.005 | item | 4636.7852 | 23.1839 | Discipline provisional allowance — verify quotation
|  | Materials Total |  |  |  |  | 123.9181
|  | Labour Total |  |  |  |  | 5.4096
|  | Plant & Subcontract Total |  |  |  |  | 25.1159
|  | Direct Resource Cost |  |  |  |  | 154.4436
|  | Transport / Carriage | 5% of materials |  |  |  | 6.1959 | Adjust for haul distance
|  | Small Tools, Water & Sundries | 2.5% of labour + plant |  |  |  | 0.76314 | Traditional allowance
|  | PRIME COST |  |  |  |  | 161.4026
|  | Contractor Overheads | 10% |  |  |  | 16.1403 | Editable allowance
|  | Contractor Profit | 10% |  |  |  | 17.7543 | Editable allowance
|  | RATE PER BOQ UNIT | nr |  |  |  | 195.2972 | Excluding VAT
Note | Quantities are standard estimating constants and must be adjusted for specification, method, location and supplier quotations.
DETAILED RATE ANALYSIS — EAST AFRICAN QS FORMAT
Module / Ref | MODULE 4 | 31.01 | [5 empty] | MODULE 4¦31.01
BOQ Item | Supply and install interior luminaires, including lamps, drivers and fixings
Unit | nr | Pricing basis | Nairobi, Kenya — Sep 2026 | Currency | USD | VAT | Excluded
No. | Code | Resource Description | Category | Qty / BOQ Unit | Resource Unit | Rate (USD) | Amount (USD) | Remarks
1 | MAT-156 | Damper/valve actuator | Material | 1 | nr | 198.9954 | 198.9954 | Specific East African resource constant
2 | MAT-055 | Cat6/Cat6A data cable | Material | 3 | m | 0.97372 | 2.9212 | Specific East African resource constant
3 | LAB-019 | ELV/ICT/security technician | Labour | 1.5 | hr | 2.7048 | 4.0572 | Specific East African resource constant
4 | LAB-002 | General labourer | Labour | 0.3 | hr | 0.7728 | 0.23184 | Specific East African resource constant
5 | PLT-018 | Electrical/ICT test instruments | Plant & Tools | 0.03 | day | 38.6399 | 1.1592 | Specific East African resource constant
6 | SUB-014 | BMS installation and commissioning | Subcontractor | 0.003 | item | 3863.9876 | 11.592 | Verify local quotation / authority charge
|  | Materials Total |  |  |  |  | 201.9165
|  | Labour Total |  |  |  |  | 4.289
|  | Plant & Subcontract Total |  |  |  |  | 12.7512
|  | Direct Resource Cost |  |  |  |  | 218.9567
|  | Transport / Carriage | 5% of materials |  |  |  | 10.0958 | Adjust for haul distance
|  | Small Tools, Water & Sundries | 2.5% of labour + plant |  |  |  | 0.426 | Traditional allowance
|  | PRIME COST |  |  |  |  | 229.4786
|  | Contractor Overheads | 10% |  |  |  | 22.9479 | Editable allowance
|  | Contractor Profit | 10% |  |  |  | 25.2426 | Editable allowance
|  | RATE PER BOQ UNIT | nr |  |  |  | 277.6691 | Excluding VAT
Note | Quantities are standard estimating constants and must be adjusted for specification, method, location and supplier quotations.
DETAILED RATE ANALYSIS — EAST AFRICAN QS FORMAT
Module / Ref | MODULE 4 | 31.02 | [5 empty] | MODULE 4¦31.02
BOQ Item | Supply and install recessed or modular luminaires to suspended ceilings
Unit | nr | Pricing basis | Nairobi, Kenya — Sep 2026 | Currency | USD | VAT | Excluded
No. | Code | Resource Description | Category | Qty / BOQ Unit | Resource Unit | Rate (USD) | Amount (USD) | Remarks
1 | MAT-060 | LED light fitting | Material | 1 | nr | 20.2859 | 20.2859 | East African productivity / consumption constant
2 | MAT-022 | Electrical cable, 2.5mm² | Material | 3 | m | 0.81144 | 2.4343 | East African productivity / consumption constant
3 | LAB-010 | Electrician | Labour | 1.2 | hr | 2.5116 | 3.0139 | East African productivity / consumption constant
4 | LAB-002 | General labourer | Labour | 0.3 | hr | 0.7728 | 0.23184 | East African productivity / consumption constant
5 | PLT-018 | Electrical/ICT test instruments | Plant & Tools | 0.02 | day | 38.6399 | 0.7728 | East African productivity / consumption constant
6 | SUB-006 | Electrical installation | Subcontractor | 0 | item | 4636.7852 | 0 | Verify supplier/subcontract quotation
|  | Materials Total |  |  |  |  | 22.7202
|  | Labour Total |  |  |  |  | 3.2457
|  | Plant & Subcontract Total |  |  |  |  | 0.7728
|  | Direct Resource Cost |  |  |  |  | 26.7388
|  | Transport / Carriage | 5% of materials |  |  |  | 1.136 | Adjust for haul distance
|  | Small Tools, Water & Sundries | 2.5% of labour + plant |  |  |  | 0.10046 | Traditional allowance
|  | PRIME COST |  |  |  |  | 27.9753
|  | Contractor Overheads | 10% |  |  |  | 2.7975 | Editable allowance
|  | Contractor Profit | 10% |  |  |  | 3.0773 | Editable allowance
|  | RATE PER BOQ UNIT | nr |  |  |  | 33.8501 | Excluding VAT
Note | Quantities are standard estimating constants and must be adjusted for specification, method, location and supplier quotations.
DETAILED RATE ANALYSIS — EAST AFRICAN QS FORMAT
Module / Ref | MODULE 4 | 31.03 | [5 empty] | MODULE 4¦31.03
BOQ Item | Supply and install surface, suspended or track-mounted luminaires
Unit | nr | Pricing basis | Nairobi, Kenya — Sep 2026 | Currency | USD | VAT | Excluded
No. | Code | Resource Description | Category | Qty / BOQ Unit | Resource Unit | Rate (USD) | Amount (USD) | Remarks
1 | MAT-060 | LED light fitting | Material | 1 | nr | 20.2859 | 20.2859 | East African productivity / consumption constant
2 | MAT-022 | Electrical cable, 2.5mm² | Material | 3 | m | 0.81144 | 2.4343 | East African productivity / consumption constant
3 | LAB-010 | Electrician | Labour | 1.2 | hr | 2.5116 | 3.0139 | East African productivity / consumption constant
4 | LAB-002 | General labourer | Labour | 0.3 | hr | 0.7728 | 0.23184 | East African productivity / consumption constant
5 | PLT-018 | Electrical/ICT test instruments | Plant & Tools | 0.02 | day | 38.6399 | 0.7728 | East African productivity / consumption constant
6 | SUB-006 | Electrical installation | Subcontractor | 0 | item | 4636.7852 | 0 | Verify supplier/subcontract quotation
|  | Materials Total |  |  |  |  | 22.7202
|  | Labour Total |  |  |  |  | 3.2457
|  | Plant & Subcontract Total |  |  |  |  | 0.7728
|  | Direct Resource Cost |  |  |  |  | 26.7388
|  | Transport / Carriage | 5% of materials |  |  |  | 1.136 | Adjust for haul distance
|  | Small Tools, Water & Sundries | 2.5% of labour + plant |  |  |  | 0.10046 | Traditional allowance
|  | PRIME COST |  |  |  |  | 27.9753
|  | Contractor Overheads | 10% |  |  |  | 2.7975 | Editable allowance
|  | Contractor Profit | 10% |  |  |  | 3.0773 | Editable allowance
|  | RATE PER BOQ UNIT | nr |  |  |  | 33.8501 | Excluding VAT
Note | Quantities are standard estimating constants and must be adjusted for specification, method, location and supplier quotations.
DETAILED RATE ANALYSIS — EAST AFRICAN QS FORMAT
Module / Ref | MODULE 4 | 31.04 | [5 empty] | MODULE 4¦31.04
BOQ Item | Supply and install external, floodlight and amenity luminaires
Unit | nr | Pricing basis | Nairobi, Kenya — Sep 2026 | Currency | USD | VAT | Excluded
No. | Code | Resource Description | Category | Qty / BOQ Unit | Resource Unit | Rate (USD) | Amount (USD) | Remarks
1 | MAT-060 | LED light fitting | Material | 1 | nr | 20.2859 | 20.2859 | East African productivity / consumption constant
2 | MAT-022 | Electrical cable, 2.5mm² | Material | 3 | m | 0.81144 | 2.4343 | East African productivity / consumption constant
3 | LAB-010 | Electrician | Labour | 1.2 | hr | 2.5116 | 3.0139 | East African productivity / consumption constant
4 | LAB-002 | General labourer | Labour | 0.3 | hr | 0.7728 | 0.23184 | East African productivity / consumption constant
5 | PLT-018 | Electrical/ICT test instruments | Plant & Tools | 0.02 | day | 38.6399 | 0.7728 | East African productivity / consumption constant
6 | SUB-006 | Electrical installation | Subcontractor | 0 | item | 4636.7852 | 0 | Verify supplier/subcontract quotation
|  | Materials Total |  |  |  |  | 22.7202
|  | Labour Total |  |  |  |  | 3.2457
|  | Plant & Subcontract Total |  |  |  |  | 0.7728
|  | Direct Resource Cost |  |  |  |  | 26.7388
|  | Transport / Carriage | 5% of materials |  |  |  | 1.136 | Adjust for haul distance
|  | Small Tools, Water & Sundries | 2.5% of labour + plant |  |  |  | 0.10046 | Traditional allowance
|  | PRIME COST |  |  |  |  | 27.9753
|  | Contractor Overheads | 10% |  |  |  | 2.7975 | Editable allowance
|  | Contractor Profit | 10% |  |  |  | 3.0773 | Editable allowance
|  | RATE PER BOQ UNIT | nr |  |  |  | 33.8501 | Excluding VAT
Note | Quantities are standard estimating constants and must be adjusted for specification, method, location and supplier quotations.
DETAILED RATE ANALYSIS — EAST AFRICAN QS FORMAT
Module / Ref | MODULE 4 | 31.05 | [5 empty] | MODULE 4¦31.05
BOQ Item | Supply and install emergency luminaires and self-contained emergency packs
Unit | nr | Pricing basis | Nairobi, Kenya — Sep 2026 | Currency | USD | VAT | Excluded
No. | Code | Resource Description | Category | Qty / BOQ Unit | Resource Unit | Rate (USD) | Amount (USD) | Remarks
1 | MAT-060 | LED light fitting | Material | 1 | nr | 20.2859 | 20.2859 | East African productivity / consumption constant
2 | MAT-022 | Electrical cable, 2.5mm² | Material | 3 | m | 0.81144 | 2.4343 | East African productivity / consumption constant
3 | LAB-010 | Electrician | Labour | 1.2 | hr | 2.5116 | 3.0139 | East African productivity / consumption constant
4 | LAB-002 | General labourer | Labour | 0.3 | hr | 0.7728 | 0.23184 | East African productivity / consumption constant
5 | PLT-018 | Electrical/ICT test instruments | Plant & Tools | 0.02 | day | 38.6399 | 0.7728 | East African productivity / consumption constant
6 | SUB-006 | Electrical installation | Subcontractor | 0 | item | 4636.7852 | 0 | Verify supplier/subcontract quotation
|  | Materials Total |  |  |  |  | 22.7202
|  | Labour Total |  |  |  |  | 3.2457
|  | Plant & Subcontract Total |  |  |  |  | 0.7728
|  | Direct Resource Cost |  |  |  |  | 26.7388
|  | Transport / Carriage | 5% of materials |  |  |  | 1.136 | Adjust for haul distance
|  | Small Tools, Water & Sundries | 2.5% of labour + plant |  |  |  | 0.10046 | Traditional allowance
|  | PRIME COST |  |  |  |  | 27.9753
|  | Contractor Overheads | 10% |  |  |  | 2.7975 | Editable allowance
|  | Contractor Profit | 10% |  |  |  | 3.0773 | Editable allowance
|  | RATE PER BOQ UNIT | nr |  |  |  | 33.8501 | Excluding VAT
Note | Quantities are standard estimating constants and must be adjusted for specification, method, location and supplier quotations.
DETAILED RATE ANALYSIS — EAST AFRICAN QS FORMAT
Module / Ref | MODULE 4 | 31.06 | [5 empty] | MODULE 4¦31.06
BOQ Item | Supply and install illuminated exit and escape-route signage
Unit | nr | Pricing basis | Nairobi, Kenya — Sep 2026 | Currency | USD | VAT | Excluded
No. | Code | Resource Description | Category | Qty / BOQ Unit | Resource Unit | Rate (USD) | Amount (USD) | Remarks
1 | MAT-096 | Signage / graphic panel | Material | 1 | nr | 121.7156 | 121.7156 | East African productivity / consumption constant
2 | MAT-002 | Ancillary fittings, supports, fixings and connection materials | Material | 0.1 | item | 40.5719 | 4.0572 | East African productivity / consumption constant
3 | LAB-019 | ELV/ICT/security technician | Labour | 2 | hr | 2.7048 | 5.4096 | East African productivity / consumption constant
4 | LAB-002 | General labourer | Labour | 1 | hr | 0.7728 | 0.7728 | East African productivity / consumption constant
5 | PLT-020 | Scissor lift / MEWP | Plant & Tools | 0.02 | day | 154.5595 | 3.0912 | East African productivity / consumption constant
6 | SUB-018 | Signage/branding installation | Subcontractor | 0.02 | item | 927.357 | 18.5471 | Verify supplier/subcontract quotation
|  | Materials Total |  |  |  |  | 125.7728
|  | Labour Total |  |  |  |  | 6.1824
|  | Plant & Subcontract Total |  |  |  |  | 21.6383
|  | Direct Resource Cost |  |  |  |  | 153.5935
|  | Transport / Carriage | 5% of materials |  |  |  | 6.2886 | Adjust for haul distance
|  | Small Tools, Water & Sundries | 2.5% of labour + plant |  |  |  | 0.69552 | Traditional allowance
|  | PRIME COST |  |  |  |  | 160.5777
|  | Contractor Overheads | 10% |  |  |  | 16.0578 | Editable allowance
|  | Contractor Profit | 10% |  |  |  | 17.6635 | Editable allowance
|  | RATE PER BOQ UNIT | nr |  |  |  | 194.299 | Excluding VAT
Note | Quantities are standard estimating constants and must be adjusted for specification, method, location and supplier quotations.
DETAILED RATE ANALYSIS — EAST AFRICAN QS FORMAT
Module / Ref | MODULE 4 | 31.07 | [5 empty] | MODULE 4¦31.07
BOQ Item | Supply and install lighting switches, grid switches and dimmers
Unit | nr | Pricing basis | Nairobi, Kenya — Sep 2026 | Currency | USD | VAT | Excluded
No. | Code | Resource Description | Category | Qty / BOQ Unit | Resource Unit | Rate (USD) | Amount (USD) | Remarks
1 | MAT-059 | Lighting switch | Material | 1 | nr | 4.0572 | 4.0572 | East African productivity / consumption constant
2 | MAT-054 | PVC/galvanised conduit complete | Material | 1 | m | 2.0286 | 2.0286 | East African productivity / consumption constant
3 | LAB-010 | Electrician | Labour | 0.8 | hr | 2.5116 | 2.0093 | East African productivity / consumption constant
4 | LAB-002 | General labourer | Labour | 0.2 | hr | 0.7728 | 0.15456 | East African productivity / consumption constant
5 | PLT-018 | Electrical/ICT test instruments | Plant & Tools | 0.01 | day | 38.6399 | 0.3864 | East African productivity / consumption constant
6 | SUB-006 | Electrical installation | Subcontractor | 0 | item | 4636.7852 | 0 | Verify supplier/subcontract quotation
|  | Materials Total |  |  |  |  | 6.0858
|  | Labour Total |  |  |  |  | 2.1638
|  | Plant & Subcontract Total |  |  |  |  | 0.3864
|  | Direct Resource Cost |  |  |  |  | 8.636
|  | Transport / Carriage | 5% of materials |  |  |  | 0.30429 | Adjust for haul distance
|  | Small Tools, Water & Sundries | 2.5% of labour + plant |  |  |  | 0.063756 | Traditional allowance
|  | PRIME COST |  |  |  |  | 9.0041
|  | Contractor Overheads | 10% |  |  |  | 0.90041 | Editable allowance
|  | Contractor Profit | 10% |  |  |  | 0.99045 | Editable allowance
|  | RATE PER BOQ UNIT | nr |  |  |  | 10.8949 | Excluding VAT
Note | Quantities are standard estimating constants and must be adjusted for specification, method, location and supplier quotations.
DETAILED RATE ANALYSIS — EAST AFRICAN QS FORMAT
Module / Ref | MODULE 4 | 31.08 | [5 empty] | MODULE 4¦31.08
BOQ Item | Supply and install presence/absence detectors and photocell controls
Unit | nr | Pricing basis | Nairobi, Kenya — Sep 2026 | Currency | USD | VAT | Excluded
No. | Code | Resource Description | Category | Qty / BOQ Unit | Resource Unit | Rate (USD) | Amount (USD) | Remarks
1 | MAT-125 | Contactor / timeclock / control device | Material | 1 | nr | 95.5178 | 95.5178 | Discipline-specific East African resource allowance
2 | MAT-124 | Cable gland / termination kit | Material | 1 | nr | 28.4003 | 28.4003 | Discipline-specific East African resource allowance
3 | LAB-010 | Electrician | Labour | 2 | hr | 2.5116 | 5.0232 | Discipline-specific East African resource allowance
4 | LAB-002 | General labourer | Labour | 0.5 | hr | 0.7728 | 0.3864 | Discipline-specific East African resource allowance
5 | PLT-018 | Electrical/ICT test instruments | Plant & Tools | 0.05 | day | 38.6399 | 1.932 | Discipline-specific East African resource allowance
6 | SUB-006 | Electrical installation | Subcontractor | 0.005 | item | 4636.7852 | 23.1839 | Discipline provisional allowance — verify quotation
|  | Materials Total |  |  |  |  | 123.9181
|  | Labour Total |  |  |  |  | 5.4096
|  | Plant & Subcontract Total |  |  |  |  | 25.1159
|  | Direct Resource Cost |  |  |  |  | 154.4436
|  | Transport / Carriage | 5% of materials |  |  |  | 6.1959 | Adjust for haul distance
|  | Small Tools, Water & Sundries | 2.5% of labour + plant |  |  |  | 0.76314 | Traditional allowance
|  | PRIME COST |  |  |  |  | 161.4026
|  | Contractor Overheads | 10% |  |  |  | 16.1403 | Editable allowance
|  | Contractor Profit | 10% |  |  |  | 17.7543 | Editable allowance
|  | RATE PER BOQ UNIT | nr |  |  |  | 195.2972 | Excluding VAT
Note | Quantities are standard estimating constants and must be adjusted for specification, method, location and supplier quotations.
DETAILED RATE ANALYSIS — EAST AFRICAN QS FORMAT
Module / Ref | MODULE 4 | 31.09 | [5 empty] | MODULE 4¦31.09
BOQ Item | Supply and install lighting-control system, including modules and programming
Unit | nr | Pricing basis | Nairobi, Kenya — Sep 2026 | Currency | USD | VAT | Excluded
No. | Code | Resource Description | Category | Qty / BOQ Unit | Resource Unit | Rate (USD) | Amount (USD) | Remarks
1 | MAT-060 | LED light fitting | Material | 1 | nr | 20.2859 | 20.2859 | East African productivity / consumption constant
2 | MAT-022 | Electrical cable, 2.5mm² | Material | 3 | m | 0.81144 | 2.4343 | East African productivity / consumption constant
3 | LAB-010 | Electrician | Labour | 1.2 | hr | 2.5116 | 3.0139 | East African productivity / consumption constant
4 | LAB-002 | General labourer | Labour | 0.3 | hr | 0.7728 | 0.23184 | East African productivity / consumption constant
5 | PLT-018 | Electrical/ICT test instruments | Plant & Tools | 0.02 | day | 38.6399 | 0.7728 | East African productivity / consumption constant
6 | SUB-006 | Electrical installation | Subcontractor | 0 | item | 4636.7852 | 0 | Verify supplier/subcontract quotation
|  | Materials Total |  |  |  |  | 22.7202
|  | Labour Total |  |  |  |  | 3.2457
|  | Plant & Subcontract Total |  |  |  |  | 0.7728
|  | Direct Resource Cost |  |  |  |  | 26.7388
|  | Transport / Carriage | 5% of materials |  |  |  | 1.136 | Adjust for haul distance
|  | Small Tools, Water & Sundries | 2.5% of labour + plant |  |  |  | 0.10046 | Traditional allowance
|  | PRIME COST |  |  |  |  | 27.9753
|  | Contractor Overheads | 10% |  |  |  | 2.7975 | Editable allowance
|  | Contractor Profit | 10% |  |  |  | 3.0773 | Editable allowance
|  | RATE PER BOQ UNIT | nr |  |  |  | 33.8501 | Excluding VAT
Note | Quantities are standard estimating constants and must be adjusted for specification, method, location and supplier quotations.
DETAILED RATE ANALYSIS — EAST AFRICAN QS FORMAT
Module / Ref | MODULE 4 | 31.1 | [5 empty] | MODULE 4¦31.1
BOQ Item | Supply and install emergency-lighting central battery or test system where specified
Unit | nr | Pricing basis | Nairobi, Kenya — Sep 2026 | Currency | USD | VAT | Excluded
No. | Code | Resource Description | Category | Qty / BOQ Unit | Resource Unit | Rate (USD) | Amount (USD) | Remarks
1 | MAT-060 | LED light fitting | Material | 1 | nr | 20.2859 | 20.2859 | East African productivity / consumption constant
2 | MAT-022 | Electrical cable, 2.5mm² | Material | 3 | m | 0.81144 | 2.4343 | East African productivity / consumption constant
3 | LAB-010 | Electrician | Labour | 1.2 | hr | 2.5116 | 3.0139 | East African productivity / consumption constant
4 | LAB-002 | General labourer | Labour | 0.3 | hr | 0.7728 | 0.23184 | East African productivity / consumption constant
5 | PLT-018 | Electrical/ICT test instruments | Plant & Tools | 0.02 | day | 38.6399 | 0.7728 | East African productivity / consumption constant
6 | SUB-006 | Electrical installation | Subcontractor | 0 | item | 4636.7852 | 0 | Verify supplier/subcontract quotation
|  | Materials Total |  |  |  |  | 22.7202
|  | Labour Total |  |  |  |  | 3.2457
|  | Plant & Subcontract Total |  |  |  |  | 0.7728
|  | Direct Resource Cost |  |  |  |  | 26.7388
|  | Transport / Carriage | 5% of materials |  |  |  | 1.136 | Adjust for haul distance
|  | Small Tools, Water & Sundries | 2.5% of labour + plant |  |  |  | 0.10046 | Traditional allowance
|  | PRIME COST |  |  |  |  | 27.9753
|  | Contractor Overheads | 10% |  |  |  | 2.7975 | Editable allowance
|  | Contractor Profit | 10% |  |  |  | 3.0773 | Editable allowance
|  | RATE PER BOQ UNIT | nr |  |  |  | 33.8501 | Excluding VAT
Note | Quantities are standard estimating constants and must be adjusted for specification, method, location and supplier quotations.
DETAILED RATE ANALYSIS — EAST AFRICAN QS FORMAT
Module / Ref | MODULE 4 | 31.11 | [5 empty] | MODULE 4¦31.11
BOQ Item | Carry out lighting circuit testing and emergency-lighting duration test
Unit | nr | Pricing basis | Nairobi, Kenya — Sep 2026 | Currency | USD | VAT | Excluded
No. | Code | Resource Description | Category | Qty / BOQ Unit | Resource Unit | Rate (USD) | Amount (USD) | Remarks
1 | MAT-060 | LED light fitting | Material | 1 | nr | 20.2859 | 20.2859 | East African productivity / consumption constant
2 | MAT-022 | Electrical cable, 2.5mm² | Material | 3 | m | 0.81144 | 2.4343 | East African productivity / consumption constant
3 | LAB-010 | Electrician | Labour | 1.2 | hr | 2.5116 | 3.0139 | East African productivity / consumption constant
4 | LAB-002 | General labourer | Labour | 0.3 | hr | 0.7728 | 0.23184 | East African productivity / consumption constant
5 | PLT-018 | Electrical/ICT test instruments | Plant & Tools | 0.02 | day | 38.6399 | 0.7728 | East African productivity / consumption constant
6 | SUB-006 | Electrical installation | Subcontractor | 0 | item | 4636.7852 | 0 | Verify supplier/subcontract quotation
|  | Materials Total |  |  |  |  | 22.7202
|  | Labour Total |  |  |  |  | 3.2457
|  | Plant & Subcontract Total |  |  |  |  | 0.7728
|  | Direct Resource Cost |  |  |  |  | 26.7388
|  | Transport / Carriage | 5% of materials |  |  |  | 1.136 | Adjust for haul distance
|  | Small Tools, Water & Sundries | 2.5% of labour + plant |  |  |  | 0.10046 | Traditional allowance
|  | PRIME COST |  |  |  |  | 27.9753
|  | Contractor Overheads | 10% |  |  |  | 2.7975 | Editable allowance
|  | Contractor Profit | 10% |  |  |  | 3.0773 | Editable allowance
|  | RATE PER BOQ UNIT | nr |  |  |  | 33.8501 | Excluding VAT
Note | Quantities are standard estimating constants and must be adjusted for specification, method, location and supplier quotations.
DETAILED RATE ANALYSIS — EAST AFRICAN QS FORMAT
Module / Ref | MODULE 4 | 32.01 | [5 empty] | MODULE 4¦32.01
BOQ Item | Supply and install main earthing conductors and main earth terminal
Unit | m | Pricing basis | Nairobi, Kenya — Sep 2026 | Currency | USD | VAT | Excluded
No. | Code | Resource Description | Category | Qty / BOQ Unit | Resource Unit | Rate (USD) | Amount (USD) | Remarks
1 | MAT-002 | Ancillary fittings, supports, fixings and connection materials | Material | 0.05 | item | 40.5719 | 2.0286 | East African productivity / consumption constant
2 | MAT-001 | Specified item / equipment (compliance / BIM item) | Material | 0.01 | item | 405.7187 | 4.0572 | Verify supplier/subcontract quotation
3 | LAB-003 | Skilled labourer | Labour | 0.25 | hr | 1.1592 | 0.2898 | East African productivity / consumption constant
4 | LAB-002 | General labourer | Labour | 0.12 | hr | 0.7728 | 0.092736 | East African productivity / consumption constant
5 | PLT-016 | Small tools & consumables (allowance) | Plant & Tools | 0.05 | hr | 0.5796 | 0.02898 | East African productivity / consumption constant
6 | SUB-001 | Testing / commissioning allowance | Subcontractor | 0 | item | 193.1994 | 0 | Verify supplier/subcontract quotation
|  | Materials Total |  |  |  |  | 6.0858
|  | Labour Total |  |  |  |  | 0.38253
|  | Plant & Subcontract Total |  |  |  |  | 0.02898
|  | Direct Resource Cost |  |  |  |  | 6.4973
|  | Transport / Carriage | 5% of materials |  |  |  | 0.30429 | Adjust for haul distance
|  | Small Tools, Water & Sundries | 2.5% of labour + plant |  |  |  | 0.010288 | Traditional allowance
|  | PRIME COST |  |  |  |  | 6.8119
|  | Contractor Overheads | 10% |  |  |  | 0.68119 | Editable allowance
|  | Contractor Profit | 10% |  |  |  | 0.74931 | Editable allowance
|  | RATE PER BOQ UNIT | m |  |  |  | 8.2424 | Excluding VAT
Note | Quantities are standard estimating constants and must be adjusted for specification, method, location and supplier quotations.
DETAILED RATE ANALYSIS — EAST AFRICAN QS FORMAT
Module / Ref | MODULE 4 | 32.02 | [5 empty] | MODULE 4¦32.02
BOQ Item | Supply and install earth electrodes, rods, pits and test points
Unit | nr | Pricing basis | Nairobi, Kenya — Sep 2026 | Currency | USD | VAT | Excluded
No. | Code | Resource Description | Category | Qty / BOQ Unit | Resource Unit | Rate (USD) | Amount (USD) | Remarks
1 | MAT-105 | Earthing electrode and accessories | Material | 1 | nr | 97.3725 | 97.3725 | East African productivity / consumption constant
2 | MAT-022 | Electrical cable, 2.5mm² | Material | 5 | m | 0.81144 | 4.0572 | East African productivity / consumption constant
3 | LAB-010 | Electrician | Labour | 2 | hr | 2.5116 | 5.0232 | East African productivity / consumption constant
4 | LAB-002 | General labourer | Labour | 1 | hr | 0.7728 | 0.7728 | East African productivity / consumption constant
5 | PLT-018 | Electrical/ICT test instruments | Plant & Tools | 0.03 | day | 38.6399 | 1.1592 | East African productivity / consumption constant
6 | SUB-006 | Electrical installation | Subcontractor | 0 | item | 4636.7852 | 0 | Verify supplier/subcontract quotation
|  | Materials Total |  |  |  |  | 101.4297
|  | Labour Total |  |  |  |  | 5.796
|  | Plant & Subcontract Total |  |  |  |  | 1.1592
|  | Direct Resource Cost |  |  |  |  | 108.3849
|  | Transport / Carriage | 5% of materials |  |  |  | 5.0715 | Adjust for haul distance
|  | Small Tools, Water & Sundries | 2.5% of labour + plant |  |  |  | 0.17388 | Traditional allowance
|  | PRIME COST |  |  |  |  | 113.6302
|  | Contractor Overheads | 10% |  |  |  | 11.363 | Editable allowance
|  | Contractor Profit | 10% |  |  |  | 12.4993 | Editable allowance
|  | RATE PER BOQ UNIT | nr |  |  |  | 137.4926 | Excluding VAT
Note | Quantities are standard estimating constants and must be adjusted for specification, method, location and supplier quotations.
DETAILED RATE ANALYSIS — EAST AFRICAN QS FORMAT
Module / Ref | MODULE 4 | 32.03 | [5 empty] | MODULE 4¦32.03
BOQ Item | Supply and install main protective bonding to incoming services
Unit | nr | Pricing basis | Nairobi, Kenya — Sep 2026 | Currency | USD | VAT | Excluded
No. | Code | Resource Description | Category | Qty / BOQ Unit | Resource Unit | Rate (USD) | Amount (USD) | Remarks
1 | MAT-125 | Contactor / timeclock / control device | Material | 1 | nr | 95.5178 | 95.5178 | Discipline-specific East African resource allowance
2 | MAT-124 | Cable gland / termination kit | Material | 1 | nr | 28.4003 | 28.4003 | Discipline-specific East African resource allowance
3 | LAB-010 | Electrician | Labour | 2 | hr | 2.5116 | 5.0232 | Discipline-specific East African resource allowance
4 | LAB-002 | General labourer | Labour | 0.5 | hr | 0.7728 | 0.3864 | Discipline-specific East African resource allowance
5 | PLT-018 | Electrical/ICT test instruments | Plant & Tools | 0.05 | day | 38.6399 | 1.932 | Discipline-specific East African resource allowance
6 | SUB-006 | Electrical installation | Subcontractor | 0.005 | item | 4636.7852 | 23.1839 | Discipline provisional allowance — verify quotation
|  | Materials Total |  |  |  |  | 123.9181
|  | Labour Total |  |  |  |  | 5.4096
|  | Plant & Subcontract Total |  |  |  |  | 25.1159
|  | Direct Resource Cost |  |  |  |  | 154.4436
|  | Transport / Carriage | 5% of materials |  |  |  | 6.1959 | Adjust for haul distance
|  | Small Tools, Water & Sundries | 2.5% of labour + plant |  |  |  | 0.76314 | Traditional allowance
|  | PRIME COST |  |  |  |  | 161.4026
|  | Contractor Overheads | 10% |  |  |  | 16.1403 | Editable allowance
|  | Contractor Profit | 10% |  |  |  | 17.7543 | Editable allowance
|  | RATE PER BOQ UNIT | nr |  |  |  | 195.2972 | Excluding VAT
Note | Quantities are standard estimating constants and must be adjusted for specification, method, location and supplier quotations.
DETAILED RATE ANALYSIS — EAST AFRICAN QS FORMAT
Module / Ref | MODULE 4 | 32.04 | [5 empty] | MODULE 4¦32.04
BOQ Item | Supply and install supplementary bonding within wet or special locations
Unit | nr | Pricing basis | Nairobi, Kenya — Sep 2026 | Currency | USD | VAT | Excluded
No. | Code | Resource Description | Category | Qty / BOQ Unit | Resource Unit | Rate (USD) | Amount (USD) | Remarks
1 | MAT-125 | Contactor / timeclock / control device | Material | 1 | nr | 95.5178 | 95.5178 | Discipline-specific East African resource allowance
2 | MAT-124 | Cable gland / termination kit | Material | 1 | nr | 28.4003 | 28.4003 | Discipline-specific East African resource allowance
3 | LAB-010 | Electrician | Labour | 2 | hr | 2.5116 | 5.0232 | Discipline-specific East African resource allowance
4 | LAB-002 | General labourer | Labour | 0.5 | hr | 0.7728 | 0.3864 | Discipline-specific East African resource allowance
5 | PLT-018 | Electrical/ICT test instruments | Plant & Tools | 0.05 | day | 38.6399 | 1.932 | Discipline-specific East African resource allowance
6 | SUB-006 | Electrical installation | Subcontractor | 0.005 | item | 4636.7852 | 23.1839 | Discipline provisional allowance — verify quotation
|  | Materials Total |  |  |  |  | 123.9181
|  | Labour Total |  |  |  |  | 5.4096
|  | Plant & Subcontract Total |  |  |  |  | 25.1159
|  | Direct Resource Cost |  |  |  |  | 154.4436
|  | Transport / Carriage | 5% of materials |  |  |  | 6.1959 | Adjust for haul distance
|  | Small Tools, Water & Sundries | 2.5% of labour + plant |  |  |  | 0.76314 | Traditional allowance
|  | PRIME COST |  |  |  |  | 161.4026
|  | Contractor Overheads | 10% |  |  |  | 16.1403 | Editable allowance
|  | Contractor Profit | 10% |  |  |  | 17.7543 | Editable allowance
|  | RATE PER BOQ UNIT | nr |  |  |  | 195.2972 | Excluding VAT
Note | Quantities are standard estimating constants and must be adjusted for specification, method, location and supplier quotations.
DETAILED RATE ANALYSIS — EAST AFRICAN QS FORMAT
Module / Ref | MODULE 4 | 32.05 | [5 empty] | MODULE 4¦32.05
BOQ Item | Supply and install equipotential bonding to structural steel and reinforcement
Unit | nr | Pricing basis | Nairobi, Kenya — Sep 2026 | Currency | USD | VAT | Excluded
No. | Code | Resource Description | Category | Qty / BOQ Unit | Resource Unit | Rate (USD) | Amount (USD) | Remarks
1 | MAT-010 | Structural steel section | Material | 0.05 | tonne | 1420.0155 | 71.0008 | East African productivity / consumption constant
2 | MAT-002 | Ancillary fittings, supports, fixings and connection materials | Material | 0.1 | item | 40.5719 | 4.0572 | East African productivity / consumption constant
3 | LAB-021 | Welder / fabricator | Labour | 2 | hr | 2.7048 | 5.4096 | East African productivity / consumption constant
4 | LAB-002 | General labourer | Labour | 1 | hr | 0.7728 | 0.7728 | East African productivity / consumption constant
5 | PLT-007 | Mobile crane, 25t | Plant & Tools | 0.02 | day | 1062.5966 | 21.2519 | East African productivity / consumption constant
6 | SUB-003 | Structural steel erection | Subcontractor | 0.1 | tonne | 270.4791 | 27.0479 | Verify supplier/subcontract quotation
|  | Materials Total |  |  |  |  | 75.058
|  | Labour Total |  |  |  |  | 6.1824
|  | Plant & Subcontract Total |  |  |  |  | 48.2998
|  | Direct Resource Cost |  |  |  |  | 129.5402
|  | Transport / Carriage | 5% of materials |  |  |  | 3.7529 | Adjust for haul distance
|  | Small Tools, Water & Sundries | 2.5% of labour + plant |  |  |  | 1.3621 | Traditional allowance
|  | PRIME COST |  |  |  |  | 134.6551
|  | Contractor Overheads | 10% |  |  |  | 13.4655 | Editable allowance
|  | Contractor Profit | 10% |  |  |  | 14.8121 | Editable allowance
|  | RATE PER BOQ UNIT | nr |  |  |  | 162.9327 | Excluding VAT
Note | Quantities are standard estimating constants and must be adjusted for specification, method, location and supplier quotations.
DETAILED RATE ANALYSIS — EAST AFRICAN QS FORMAT
Module / Ref | MODULE 4 | 32.06 | [5 empty] | MODULE 4¦32.06
BOQ Item | Supply and install lightning-protection air terminations, including mesh and finials
Unit | m | Pricing basis | Nairobi, Kenya — Sep 2026 | Currency | USD | VAT | Excluded
No. | Code | Resource Description | Category | Qty / BOQ Unit | Resource Unit | Rate (USD) | Amount (USD) | Remarks
1 | MAT-002 | Ancillary fittings, supports, fixings and connection materials | Material | 0.05 | item | 40.5719 | 2.0286 | East African productivity / consumption constant
2 | MAT-001 | Specified item / equipment (compliance / BIM item) | Material | 0.01 | item | 405.7187 | 4.0572 | Verify supplier/subcontract quotation
3 | LAB-003 | Skilled labourer | Labour | 0.25 | hr | 1.1592 | 0.2898 | East African productivity / consumption constant
4 | LAB-002 | General labourer | Labour | 0.12 | hr | 0.7728 | 0.092736 | East African productivity / consumption constant
5 | PLT-016 | Small tools & consumables (allowance) | Plant & Tools | 0.05 | hr | 0.5796 | 0.02898 | East African productivity / consumption constant
6 | SUB-001 | Testing / commissioning allowance | Subcontractor | 0 | item | 193.1994 | 0 | Verify supplier/subcontract quotation
|  | Materials Total |  |  |  |  | 6.0858
|  | Labour Total |  |  |  |  | 0.38253
|  | Plant & Subcontract Total |  |  |  |  | 0.02898
|  | Direct Resource Cost |  |  |  |  | 6.4973
|  | Transport / Carriage | 5% of materials |  |  |  | 0.30429 | Adjust for haul distance
|  | Small Tools, Water & Sundries | 2.5% of labour + plant |  |  |  | 0.010288 | Traditional allowance
|  | PRIME COST |  |  |  |  | 6.8119
|  | Contractor Overheads | 10% |  |  |  | 0.68119 | Editable allowance
|  | Contractor Profit | 10% |  |  |  | 0.74931 | Editable allowance
|  | RATE PER BOQ UNIT | m |  |  |  | 8.2424 | Excluding VAT
Note | Quantities are standard estimating constants and must be adjusted for specification, method, location and supplier quotations.
DETAILED RATE ANALYSIS — EAST AFRICAN QS FORMAT
Module / Ref | MODULE 4 | 32.07 | [5 empty] | MODULE 4¦32.07
BOQ Item | Supply and install lightning-protection down-conductors, including fixings
Unit | m | Pricing basis | Nairobi, Kenya — Sep 2026 | Currency | USD | VAT | Excluded
No. | Code | Resource Description | Category | Qty / BOQ Unit | Resource Unit | Rate (USD) | Amount (USD) | Remarks
1 | MAT-002 | Ancillary fittings, supports, fixings and connection materials | Material | 0.05 | item | 40.5719 | 2.0286 | East African productivity / consumption constant
2 | MAT-001 | Specified item / equipment (compliance / BIM item) | Material | 0.01 | item | 405.7187 | 4.0572 | Verify supplier/subcontract quotation
3 | LAB-003 | Skilled labourer | Labour | 0.25 | hr | 1.1592 | 0.2898 | East African productivity / consumption constant
4 | LAB-002 | General labourer | Labour | 0.12 | hr | 0.7728 | 0.092736 | East African productivity / consumption constant
5 | PLT-016 | Small tools & consumables (allowance) | Plant & Tools | 0.05 | hr | 0.5796 | 0.02898 | East African productivity / consumption constant
6 | SUB-001 | Testing / commissioning allowance | Subcontractor | 0 | item | 193.1994 | 0 | Verify supplier/subcontract quotation
|  | Materials Total |  |  |  |  | 6.0858
|  | Labour Total |  |  |  |  | 0.38253
|  | Plant & Subcontract Total |  |  |  |  | 0.02898
|  | Direct Resource Cost |  |  |  |  | 6.4973
|  | Transport / Carriage | 5% of materials |  |  |  | 0.30429 | Adjust for haul distance
|  | Small Tools, Water & Sundries | 2.5% of labour + plant |  |  |  | 0.010288 | Traditional allowance
|  | PRIME COST |  |  |  |  | 6.8119
|  | Contractor Overheads | 10% |  |  |  | 0.68119 | Editable allowance
|  | Contractor Profit | 10% |  |  |  | 0.74931 | Editable allowance
|  | RATE PER BOQ UNIT | m |  |  |  | 8.2424 | Excluding VAT
Note | Quantities are standard estimating constants and must be adjusted for specification, method, location and supplier quotations.
DETAILED RATE ANALYSIS — EAST AFRICAN QS FORMAT
Module / Ref | MODULE 4 | 32.08 | [5 empty] | MODULE 4¦32.08
BOQ Item | Supply and install lightning-protection earth terminations and test clamps
Unit | nr | Pricing basis | Nairobi, Kenya — Sep 2026 | Currency | USD | VAT | Excluded
No. | Code | Resource Description | Category | Qty / BOQ Unit | Resource Unit | Rate (USD) | Amount (USD) | Remarks
1 | MAT-124 | Cable gland / termination kit | Material | 1 | nr | 28.4003 | 28.4003 | Specific East African resource constant
2 | MAT-002 | Ancillary fittings, supports, fixings and connection materials | Material | 0.01 | item | 40.5719 | 0.40572 | Specific East African resource constant
3 | LAB-010 | Electrician | Labour | 0.8 | hr | 2.5116 | 2.0093 | Specific East African resource constant
4 | LAB-002 | General labourer | Labour | 0.2 | hr | 0.7728 | 0.15456 | Specific East African resource constant
5 | PLT-018 | Electrical/ICT test instruments | Plant & Tools | 0.02 | day | 38.6399 | 0.7728 | Specific East African resource constant
6 | SUB-006 | Electrical installation | Subcontractor | 0 | item | 4636.7852 | 0 | Verify local quotation / authority charge
|  | Materials Total |  |  |  |  | 28.806
|  | Labour Total |  |  |  |  | 2.1638
|  | Plant & Subcontract Total |  |  |  |  | 0.7728
|  | Direct Resource Cost |  |  |  |  | 31.7427
|  | Transport / Carriage | 5% of materials |  |  |  | 1.4403 | Adjust for haul distance
|  | Small Tools, Water & Sundries | 2.5% of labour + plant |  |  |  | 0.073416 | Traditional allowance
|  | PRIME COST |  |  |  |  | 33.2564
|  | Contractor Overheads | 10% |  |  |  | 3.3256 | Editable allowance
|  | Contractor Profit | 10% |  |  |  | 3.6582 | Editable allowance
|  | RATE PER BOQ UNIT | nr |  |  |  | 40.2402 | Excluding VAT
Note | Quantities are standard estimating constants and must be adjusted for specification, method, location and supplier quotations.
DETAILED RATE ANALYSIS — EAST AFRICAN QS FORMAT
Module / Ref | MODULE 4 | 32.09 | [5 empty] | MODULE 4¦32.09
BOQ Item | Carry out earth-resistance and bonding-continuity testing
Unit | nr | Pricing basis | Nairobi, Kenya — Sep 2026 | Currency | USD | VAT | Excluded
No. | Code | Resource Description | Category | Qty / BOQ Unit | Resource Unit | Rate (USD) | Amount (USD) | Remarks
1 | MAT-125 | Contactor / timeclock / control device | Material | 1 | nr | 95.5178 | 95.5178 | Discipline-specific East African resource allowance
2 | MAT-124 | Cable gland / termination kit | Material | 1 | nr | 28.4003 | 28.4003 | Discipline-specific East African resource allowance
3 | LAB-010 | Electrician | Labour | 2 | hr | 2.5116 | 5.0232 | Discipline-specific East African resource allowance
4 | LAB-002 | General labourer | Labour | 0.5 | hr | 0.7728 | 0.3864 | Discipline-specific East African resource allowance
5 | PLT-018 | Electrical/ICT test instruments | Plant & Tools | 0.05 | day | 38.6399 | 1.932 | Discipline-specific East African resource allowance
6 | SUB-006 | Electrical installation | Subcontractor | 0.005 | item | 4636.7852 | 23.1839 | Discipline provisional allowance — verify quotation
|  | Materials Total |  |  |  |  | 123.9181
|  | Labour Total |  |  |  |  | 5.4096
|  | Plant & Subcontract Total |  |  |  |  | 25.1159
|  | Direct Resource Cost |  |  |  |  | 154.4436
|  | Transport / Carriage | 5% of materials |  |  |  | 6.1959 | Adjust for haul distance
|  | Small Tools, Water & Sundries | 2.5% of labour + plant |  |  |  | 0.76314 | Traditional allowance
|  | PRIME COST |  |  |  |  | 161.4026
|  | Contractor Overheads | 10% |  |  |  | 16.1403 | Editable allowance
|  | Contractor Profit | 10% |  |  |  | 17.7543 | Editable allowance
|  | RATE PER BOQ UNIT | nr |  |  |  | 195.2972 | Excluding VAT
Note | Quantities are standard estimating constants and must be adjusted for specification, method, location and supplier quotations.
DETAILED RATE ANALYSIS — EAST AFRICAN QS FORMAT
Module / Ref | MODULE 4 | 33.01 | [5 empty] | MODULE 4¦33.01
BOQ Item | Supply and install fire-alarm control and indicating panel, including batteries
Unit | nr | Pricing basis | Nairobi, Kenya — Sep 2026 | Currency | USD | VAT | Excluded
No. | Code | Resource Description | Category | Qty / BOQ Unit | Resource Unit | Rate (USD) | Amount (USD) | Remarks
1 | MAT-075 | Fire-alarm control panel | Material | 1 | nr | 2758.8872 | 2758.8872 | East African productivity / consumption constant
2 | MAT-057 | Fire-rated cable | Material | 10 | m | 2.4343 | 24.3431 | East African productivity / consumption constant
3 | LAB-018 | Fire-systems technician | Labour | 16 | hr | 2.7048 | 43.2767 | East African productivity / consumption constant
4 | LAB-002 | General labourer | Labour | 4 | hr | 0.7728 | 3.0912 | East African productivity / consumption constant
5 | PLT-018 | Electrical/ICT test instruments | Plant & Tools | 0.25 | day | 38.6399 | 9.66 | East African productivity / consumption constant
6 | SUB-007 | Fire protection installation | Subcontractor | 0.05 | item | 3477.5889 | 173.8794 | Verify supplier/subcontract quotation
|  | Materials Total |  |  |  |  | 2783.2303
|  | Labour Total |  |  |  |  | 46.3679
|  | Plant & Subcontract Total |  |  |  |  | 183.5394
|  | Direct Resource Cost |  |  |  |  | 3013.1376
|  | Transport / Carriage | 5% of materials |  |  |  | 139.1615 | Adjust for haul distance
|  | Small Tools, Water & Sundries | 2.5% of labour + plant |  |  |  | 5.7477 | Traditional allowance
|  | PRIME COST |  |  |  |  | 3158.0468
|  | Contractor Overheads | 10% |  |  |  | 315.8047 | Editable allowance
|  | Contractor Profit | 10% |  |  |  | 347.3851 | Editable allowance
|  | RATE PER BOQ UNIT | nr |  |  |  | 3821.2366 | Excluding VAT
Note | Quantities are standard estimating constants and must be adjusted for specification, method, location and supplier quotations.
DETAILED RATE ANALYSIS — EAST AFRICAN QS FORMAT
Module / Ref | MODULE 4 | 33.02 | [5 empty] | MODULE 4¦33.02
BOQ Item | Supply and install fire-detection devices (smoke, heat, multi-sensor)
Unit | nr | Pricing basis | Nairobi, Kenya — Sep 2026 | Currency | USD | VAT | Excluded
No. | Code | Resource Description | Category | Qty / BOQ Unit | Resource Unit | Rate (USD) | Amount (USD) | Remarks
1 | MAT-125 | Contactor / timeclock / control device | Material | 1 | nr | 95.5178 | 95.5178 | Discipline-specific East African resource allowance
2 | MAT-124 | Cable gland / termination kit | Material | 1 | nr | 28.4003 | 28.4003 | Discipline-specific East African resource allowance
3 | LAB-010 | Electrician | Labour | 2 | hr | 2.5116 | 5.0232 | Discipline-specific East African resource allowance
4 | LAB-002 | General labourer | Labour | 0.5 | hr | 0.7728 | 0.3864 | Discipline-specific East African resource allowance
5 | PLT-018 | Electrical/ICT test instruments | Plant & Tools | 0.05 | day | 38.6399 | 1.932 | Discipline-specific East African resource allowance
6 | SUB-006 | Electrical installation | Subcontractor | 0.005 | item | 4636.7852 | 23.1839 | Discipline provisional allowance — verify quotation
|  | Materials Total |  |  |  |  | 123.9181
|  | Labour Total |  |  |  |  | 5.4096
|  | Plant & Subcontract Total |  |  |  |  | 25.1159
|  | Direct Resource Cost |  |  |  |  | 154.4436
|  | Transport / Carriage | 5% of materials |  |  |  | 6.1959 | Adjust for haul distance
|  | Small Tools, Water & Sundries | 2.5% of labour + plant |  |  |  | 0.76314 | Traditional allowance
|  | PRIME COST |  |  |  |  | 161.4026
|  | Contractor Overheads | 10% |  |  |  | 16.1403 | Editable allowance
|  | Contractor Profit | 10% |  |  |  | 17.7543 | Editable allowance
|  | RATE PER BOQ UNIT | nr |  |  |  | 195.2972 | Excluding VAT
Note | Quantities are standard estimating constants and must be adjusted for specification, method, location and supplier quotations.
DETAILED RATE ANALYSIS — EAST AFRICAN QS FORMAT
Module / Ref | MODULE 4 | 33.03 | [5 empty] | MODULE 4¦33.03
BOQ Item | Supply and install manual call points and interface units
Unit | nr | Pricing basis | Nairobi, Kenya — Sep 2026 | Currency | USD | VAT | Excluded
No. | Code | Resource Description | Category | Qty / BOQ Unit | Resource Unit | Rate (USD) | Amount (USD) | Remarks
1 | MAT-076 | Fire detector / call point / sounder | Material | 1 | nr | 67.6584 | 67.6584 | East African productivity / consumption constant
2 | MAT-057 | Fire-rated cable | Material | 3 | m | 2.4343 | 7.3029 | East African productivity / consumption constant
3 | LAB-018 | Fire-systems technician | Labour | 1.2 | hr | 2.7048 | 3.2457 | East African productivity / consumption constant
4 | LAB-002 | General labourer | Labour | 0.3 | hr | 0.7728 | 0.23184 | East African productivity / consumption constant
5 | PLT-018 | Electrical/ICT test instruments | Plant & Tools | 0.03 | day | 38.6399 | 1.1592 | East African productivity / consumption constant
6 | SUB-007 | Fire protection installation | Subcontractor | 0.005 | item | 3477.5889 | 17.3879 | Verify supplier/subcontract quotation
|  | Materials Total |  |  |  |  | 74.9614
|  | Labour Total |  |  |  |  | 3.4776
|  | Plant & Subcontract Total |  |  |  |  | 18.5471
|  | Direct Resource Cost |  |  |  |  | 96.9861
|  | Transport / Carriage | 5% of materials |  |  |  | 3.7481 | Adjust for haul distance
|  | Small Tools, Water & Sundries | 2.5% of labour + plant |  |  |  | 0.55062 | Traditional allowance
|  | PRIME COST |  |  |  |  | 101.2848
|  | Contractor Overheads | 10% |  |  |  | 10.1285 | Editable allowance
|  | Contractor Profit | 10% |  |  |  | 11.1413 | Editable allowance
|  | RATE PER BOQ UNIT | nr |  |  |  | 122.5546 | Excluding VAT
Note | Quantities are standard estimating constants and must be adjusted for specification, method, location and supplier quotations.
DETAILED RATE ANALYSIS — EAST AFRICAN QS FORMAT
Module / Ref | MODULE 4 | 33.04 | [5 empty] | MODULE 4¦33.04
BOQ Item | Supply and install fire-alarm sounders, beacons and voice-alarm devices
Unit | nr | Pricing basis | Nairobi, Kenya — Sep 2026 | Currency | USD | VAT | Excluded
No. | Code | Resource Description | Category | Qty / BOQ Unit | Resource Unit | Rate (USD) | Amount (USD) | Remarks
1 | MAT-076 | Fire detector / call point / sounder | Material | 1 | nr | 67.6584 | 67.6584 | East African productivity / consumption constant
2 | MAT-057 | Fire-rated cable | Material | 3 | m | 2.4343 | 7.3029 | East African productivity / consumption constant
3 | LAB-018 | Fire-systems technician | Labour | 1.2 | hr | 2.7048 | 3.2457 | East African productivity / consumption constant
4 | LAB-002 | General labourer | Labour | 0.3 | hr | 0.7728 | 0.23184 | East African productivity / consumption constant
5 | PLT-018 | Electrical/ICT test instruments | Plant & Tools | 0.03 | day | 38.6399 | 1.1592 | East African productivity / consumption constant
6 | SUB-007 | Fire protection installation | Subcontractor | 0.005 | item | 3477.5889 | 17.3879 | Verify supplier/subcontract quotation
|  | Materials Total |  |  |  |  | 74.9614
|  | Labour Total |  |  |  |  | 3.4776
|  | Plant & Subcontract Total |  |  |  |  | 18.5471
|  | Direct Resource Cost |  |  |  |  | 96.9861
|  | Transport / Carriage | 5% of materials |  |  |  | 3.7481 | Adjust for haul distance
|  | Small Tools, Water & Sundries | 2.5% of labour + plant |  |  |  | 0.55062 | Traditional allowance
|  | PRIME COST |  |  |  |  | 101.2848
|  | Contractor Overheads | 10% |  |  |  | 10.1285 | Editable allowance
|  | Contractor Profit | 10% |  |  |  | 11.1413 | Editable allowance
|  | RATE PER BOQ UNIT | nr |  |  |  | 122.5546 | Excluding VAT
Note | Quantities are standard estimating constants and must be adjusted for specification, method, location and supplier quotations.
DETAILED RATE ANALYSIS — EAST AFRICAN QS FORMAT
Module / Ref | MODULE 4 | 33.05 | [5 empty] | MODULE 4¦33.05
BOQ Item | Supply and install fire-alarm cabling and containment
Unit | m | Pricing basis | Nairobi, Kenya — Sep 2026 | Currency | USD | VAT | Excluded
No. | Code | Resource Description | Category | Qty / BOQ Unit | Resource Unit | Rate (USD) | Amount (USD) | Remarks
1 | MAT-057 | Fire-rated cable | Material | 1.05 | m | 2.4343 | 2.556 | East African productivity / consumption constant
2 | MAT-054 | PVC/galvanised conduit complete | Material | 0.25 | m | 2.0286 | 0.50715 | East African productivity / consumption constant
3 | LAB-010 | Electrician | Labour | 0.15 | hr | 2.5116 | 0.37674 | East African productivity / consumption constant
4 | LAB-002 | General labourer | Labour | 0.08 | hr | 0.7728 | 0.061824 | East African productivity / consumption constant
5 | PLT-018 | Electrical/ICT test instruments | Plant & Tools | 0.01 | day | 38.6399 | 0.3864 | East African productivity / consumption constant
6 | SUB-006 | Electrical installation | Subcontractor | 0 | item | 4636.7852 | 0 | Verify supplier/subcontract quotation
|  | Materials Total |  |  |  |  | 3.0632
|  | Labour Total |  |  |  |  | 0.43856
|  | Plant & Subcontract Total |  |  |  |  | 0.3864
|  | Direct Resource Cost |  |  |  |  | 3.8881
|  | Transport / Carriage | 5% of materials |  |  |  | 0.15316 | Adjust for haul distance
|  | Small Tools, Water & Sundries | 2.5% of labour + plant |  |  |  | 0.020624 | Traditional allowance
|  | PRIME COST |  |  |  |  | 4.0619
|  | Contractor Overheads | 10% |  |  |  | 0.40619 | Editable allowance
|  | Contractor Profit | 10% |  |  |  | 0.44681 | Editable allowance
|  | RATE PER BOQ UNIT | m |  |  |  | 4.9149 | Excluding VAT
Note | Quantities are standard estimating constants and must be adjusted for specification, method, location and supplier quotations.
DETAILED RATE ANALYSIS — EAST AFRICAN QS FORMAT
Module / Ref | MODULE 4 | 33.06 | [5 empty] | MODULE 4¦33.06
BOQ Item | Supply and install structured cabling/data outlets, patch panels and cabinets
Unit | nr | Pricing basis | Nairobi, Kenya — Sep 2026 | Currency | USD | VAT | Excluded
No. | Code | Resource Description | Category | Qty / BOQ Unit | Resource Unit | Rate (USD) | Amount (USD) | Remarks
1 | MAT-133 | Patch panel / fibre tray | Material | 1 | nr | 198.9954 | 198.9954 | Specific East African resource constant
2 | MAT-135 | Copper/fibre patch lead | Material | 4 | nr | 12.1716 | 48.6862 | Specific East African resource constant
3 | LAB-019 | ELV/ICT/security technician | Labour | 2 | hr | 2.7048 | 5.4096 | Specific East African resource constant
4 | LAB-002 | General labourer | Labour | 0.5 | hr | 0.7728 | 0.3864 | Specific East African resource constant
5 | PLT-018 | Electrical/ICT test instruments | Plant & Tools | 0.05 | day | 38.6399 | 1.932 | Specific East African resource constant
6 | SUB-012 | CCTV installation and commissioning | Subcontractor | 0.005 | item | 1931.9938 | 9.66 | Verify local quotation / authority charge
|  | Materials Total |  |  |  |  | 247.6816
|  | Labour Total |  |  |  |  | 5.796
|  | Plant & Subcontract Total |  |  |  |  | 11.592
|  | Direct Resource Cost |  |  |  |  | 265.0696
|  | Transport / Carriage | 5% of materials |  |  |  | 12.3841 | Adjust for haul distance
|  | Small Tools, Water & Sundries | 2.5% of labour + plant |  |  |  | 0.4347 | Traditional allowance
|  | PRIME COST |  |  |  |  | 277.8883
|  | Contractor Overheads | 10% |  |  |  | 27.7888 | Editable allowance
|  | Contractor Profit | 10% |  |  |  | 30.5677 | Editable allowance
|  | RATE PER BOQ UNIT | nr |  |  |  | 336.2449 | Excluding VAT
Note | Quantities are standard estimating constants and must be adjusted for specification, method, location and supplier quotations.
DETAILED RATE ANALYSIS — EAST AFRICAN QS FORMAT
Module / Ref | MODULE 4 | 33.07 | [5 empty] | MODULE 4¦33.07
BOQ Item | Supply and install access-control, door-entry and intruder-alarm devices
Unit | nr | Pricing basis | Nairobi, Kenya — Sep 2026 | Currency | USD | VAT | Excluded
No. | Code | Resource Description | Category | Qty / BOQ Unit | Resource Unit | Rate (USD) | Amount (USD) | Remarks
1 | MAT-035 | Internal flush door set | Material | 1 | nr | 97.3725 | 97.3725 | East African productivity / consumption constant
2 | MAT-027 | Ironmongery set | Material | 1 | nr | 68.9722 | 68.9722 | East African productivity / consumption constant
3 | LAB-005 | Carpenter / joiner | Labour | 3 | hr | 1.7388 | 5.2164 | East African productivity / consumption constant
4 | LAB-002 | General labourer | Labour | 1 | hr | 0.7728 | 0.7728 | East African productivity / consumption constant
5 | PLT-016 | Small tools & consumables (allowance) | Plant & Tools | 0.2 | hr | 0.5796 | 0.11592 | East African productivity / consumption constant
6 | SUB-017 | Specialist joinery installation | Subcontractor | 0.01 | item | 1391.0355 | 13.9104 | Verify supplier/subcontract quotation
|  | Materials Total |  |  |  |  | 166.3447
|  | Labour Total |  |  |  |  | 5.9892
|  | Plant & Subcontract Total |  |  |  |  | 14.0263
|  | Direct Resource Cost |  |  |  |  | 186.3601
|  | Transport / Carriage | 5% of materials |  |  |  | 8.3172 | Adjust for haul distance
|  | Small Tools, Water & Sundries | 2.5% of labour + plant |  |  |  | 0.50039 | Traditional allowance
|  | PRIME COST |  |  |  |  | 195.1777
|  | Contractor Overheads | 10% |  |  |  | 19.5178 | Editable allowance
|  | Contractor Profit | 10% |  |  |  | 21.4696 | Editable allowance
|  | RATE PER BOQ UNIT | nr |  |  |  | 236.1651 | Excluding VAT
Note | Quantities are standard estimating constants and must be adjusted for specification, method, location and supplier quotations.
DETAILED RATE ANALYSIS — EAST AFRICAN QS FORMAT
Module / Ref | MODULE 4 | 33.08 | [5 empty] | MODULE 4¦33.08
BOQ Item | Supply and install CCTV cameras, recorders and associated cabling
Unit | nr | Pricing basis | Nairobi, Kenya — Sep 2026 | Currency | USD | VAT | Excluded
No. | Code | Resource Description | Category | Qty / BOQ Unit | Resource Unit | Rate (USD) | Amount (USD) | Remarks
1 | MAT-077 | IP CCTV camera complete | Material | 1 | nr | 198.9954 | 198.9954 | East African productivity / consumption constant
2 | MAT-055 | Cat6/Cat6A data cable | Material | 10 | m | 0.97372 | 9.7372 | East African productivity / consumption constant
3 | LAB-019 | ELV/ICT/security technician | Labour | 2 | hr | 2.7048 | 5.4096 | East African productivity / consumption constant
4 | LAB-002 | General labourer | Labour | 0.5 | hr | 0.7728 | 0.3864 | East African productivity / consumption constant
5 | PLT-018 | Electrical/ICT test instruments | Plant & Tools | 0.05 | day | 38.6399 | 1.932 | East African productivity / consumption constant
6 | SUB-012 | CCTV installation and commissioning | Subcontractor | 0.005 | item | 1931.9938 | 9.66 | Verify supplier/subcontract quotation
|  | Materials Total |  |  |  |  | 208.7326
|  | Labour Total |  |  |  |  | 5.796
|  | Plant & Subcontract Total |  |  |  |  | 11.592
|  | Direct Resource Cost |  |  |  |  | 226.1206
|  | Transport / Carriage | 5% of materials |  |  |  | 10.4366 | Adjust for haul distance
|  | Small Tools, Water & Sundries | 2.5% of labour + plant |  |  |  | 0.4347 | Traditional allowance
|  | PRIME COST |  |  |  |  | 236.9919
|  | Contractor Overheads | 10% |  |  |  | 23.6992 | Editable allowance
|  | Contractor Profit | 10% |  |  |  | 26.0691 | Editable allowance
|  | RATE PER BOQ UNIT | nr |  |  |  | 286.7602 | Excluding VAT
Note | Quantities are standard estimating constants and must be adjusted for specification, method, location and supplier quotations.
DETAILED RATE ANALYSIS — EAST AFRICAN QS FORMAT
Module / Ref | MODULE 4 | 33.09 | [5 empty] | MODULE 4¦33.09
BOQ Item | Supply and install disabled-refuge, induction-loop and assistance-alarm systems
Unit | nr | Pricing basis | Nairobi, Kenya — Sep 2026 | Currency | USD | VAT | Excluded
No. | Code | Resource Description | Category | Qty / BOQ Unit | Resource Unit | Rate (USD) | Amount (USD) | Remarks
1 | MAT-082 | Intercom / refuge outstation | Material | 1 | nr | 238.7944 | 238.7944 | East African productivity / consumption constant
2 | MAT-055 | Cat6/Cat6A data cable | Material | 5 | m | 0.97372 | 4.8686 | East African productivity / consumption constant
3 | LAB-019 | ELV/ICT/security technician | Labour | 2 | hr | 2.7048 | 5.4096 | East African productivity / consumption constant
4 | LAB-002 | General labourer | Labour | 0.5 | hr | 0.7728 | 0.3864 | East African productivity / consumption constant
5 | PLT-018 | Electrical/ICT test instruments | Plant & Tools | 0.05 | day | 38.6399 | 1.932 | East African productivity / consumption constant
6 | SUB-013 | Access-control installation and commissioning | Subcontractor | 0.005 | item | 1931.9938 | 9.66 | Verify supplier/subcontract quotation
|  | Materials Total |  |  |  |  | 243.6631
|  | Labour Total |  |  |  |  | 5.796
|  | Plant & Subcontract Total |  |  |  |  | 11.592
|  | Direct Resource Cost |  |  |  |  | 261.051
|  | Transport / Carriage | 5% of materials |  |  |  | 12.1832 | Adjust for haul distance
|  | Small Tools, Water & Sundries | 2.5% of labour + plant |  |  |  | 0.4347 | Traditional allowance
|  | PRIME COST |  |  |  |  | 273.6689
|  | Contractor Overheads | 10% |  |  |  | 27.3669 | Editable allowance
|  | Contractor Profit | 10% |  |  |  | 30.1036 | Editable allowance
|  | RATE PER BOQ UNIT | nr |  |  |  | 331.1393 | Excluding VAT
Note | Quantities are standard estimating constants and must be adjusted for specification, method, location and supplier quotations.
DETAILED RATE ANALYSIS — EAST AFRICAN QS FORMAT
Module / Ref | MODULE 4 | 33.1 | [5 empty] | MODULE 4¦33.1
BOQ Item | Carry out testing, commissioning and certification of fire and ELV systems
Unit | nr | Pricing basis | Nairobi, Kenya — Sep 2026 | Currency | USD | VAT | Excluded
No. | Code | Resource Description | Category | Qty / BOQ Unit | Resource Unit | Rate (USD) | Amount (USD) | Remarks
1 | MAT-125 | Contactor / timeclock / control device | Material | 1 | nr | 95.5178 | 95.5178 | Discipline-specific East African resource allowance
2 | MAT-124 | Cable gland / termination kit | Material | 1 | nr | 28.4003 | 28.4003 | Discipline-specific East African resource allowance
3 | LAB-010 | Electrician | Labour | 2 | hr | 2.5116 | 5.0232 | Discipline-specific East African resource allowance
4 | LAB-002 | General labourer | Labour | 0.5 | hr | 0.7728 | 0.3864 | Discipline-specific East African resource allowance
5 | PLT-018 | Electrical/ICT test instruments | Plant & Tools | 0.05 | day | 38.6399 | 1.932 | Discipline-specific East African resource allowance
6 | SUB-006 | Electrical installation | Subcontractor | 0.005 | item | 4636.7852 | 23.1839 | Discipline provisional allowance — verify quotation
|  | Materials Total |  |  |  |  | 123.9181
|  | Labour Total |  |  |  |  | 5.4096
|  | Plant & Subcontract Total |  |  |  |  | 25.1159
|  | Direct Resource Cost |  |  |  |  | 154.4436
|  | Transport / Carriage | 5% of materials |  |  |  | 6.1959 | Adjust for haul distance
|  | Small Tools, Water & Sundries | 2.5% of labour + plant |  |  |  | 0.76314 | Traditional allowance
|  | PRIME COST |  |  |  |  | 161.4026
|  | Contractor Overheads | 10% |  |  |  | 16.1403 | Editable allowance
|  | Contractor Profit | 10% |  |  |  | 17.7543 | Editable allowance
|  | RATE PER BOQ UNIT | nr |  |  |  | 195.2972 | Excluding VAT
Note | Quantities are standard estimating constants and must be adjusted for specification, method, location and supplier quotations.
DETAILED RATE ANALYSIS — EAST AFRICAN QS FORMAT
Module / Ref | MODULE 4 | 34.01 | [5 empty] | MODULE 4¦34.01
BOQ Item | Carry out inspection and testing of complete electrical installation to standards
Unit | item | Pricing basis | Nairobi, Kenya — Sep 2026 | Currency | USD | VAT | Excluded
No. | Code | Resource Description | Category | Qty / BOQ Unit | Resource Unit | Rate (USD) | Amount (USD) | Remarks
1 | MAT-125 | Contactor / timeclock / control device | Material | 1 | nr | 95.5178 | 95.5178 | Discipline-specific East African resource allowance
2 | MAT-124 | Cable gland / termination kit | Material | 1 | nr | 28.4003 | 28.4003 | Discipline-specific East African resource allowance
3 | LAB-010 | Electrician | Labour | 2 | hr | 2.5116 | 5.0232 | Discipline-specific East African resource allowance
4 | LAB-002 | General labourer | Labour | 0.5 | hr | 0.7728 | 0.3864 | Discipline-specific East African resource allowance
5 | PLT-018 | Electrical/ICT test instruments | Plant & Tools | 0.05 | day | 38.6399 | 1.932 | Discipline-specific East African resource allowance
6 | SUB-006 | Electrical installation | Subcontractor | 0.005 | item | 4636.7852 | 23.1839 | Discipline provisional allowance — verify quotation
|  | Materials Total |  |  |  |  | 123.9181
|  | Labour Total |  |  |  |  | 5.4096
|  | Plant & Subcontract Total |  |  |  |  | 25.1159
|  | Direct Resource Cost |  |  |  |  | 154.4436
|  | Transport / Carriage | 5% of materials |  |  |  | 6.1959 | Adjust for haul distance
|  | Small Tools, Water & Sundries | 2.5% of labour + plant |  |  |  | 0.76314 | Traditional allowance
|  | PRIME COST |  |  |  |  | 161.4026
|  | Contractor Overheads | 10% |  |  |  | 16.1403 | Editable allowance
|  | Contractor Profit | 10% |  |  |  | 17.7543 | Editable allowance
|  | RATE PER BOQ UNIT | item |  |  |  | 195.2972 | Excluding VAT
Note | Quantities are standard estimating constants and must be adjusted for specification, method, location and supplier quotations.
DETAILED RATE ANALYSIS — EAST AFRICAN QS FORMAT
Module / Ref | MODULE 4 | 34.02 | [5 empty] | MODULE 4¦34.02
BOQ Item | Provide electrical installation certificates and test schedules
Unit | item | Pricing basis | Nairobi, Kenya — Sep 2026 | Currency | USD | VAT | Excluded
No. | Code | Resource Description | Category | Qty / BOQ Unit | Resource Unit | Rate (USD) | Amount (USD) | Remarks
1 | MAT-125 | Contactor / timeclock / control device | Material | 1 | nr | 95.5178 | 95.5178 | Discipline-specific East African resource allowance
2 | MAT-124 | Cable gland / termination kit | Material | 1 | nr | 28.4003 | 28.4003 | Discipline-specific East African resource allowance
3 | LAB-010 | Electrician | Labour | 2 | hr | 2.5116 | 5.0232 | Discipline-specific East African resource allowance
4 | LAB-002 | General labourer | Labour | 0.5 | hr | 0.7728 | 0.3864 | Discipline-specific East African resource allowance
5 | PLT-018 | Electrical/ICT test instruments | Plant & Tools | 0.05 | day | 38.6399 | 1.932 | Discipline-specific East African resource allowance
6 | SUB-006 | Electrical installation | Subcontractor | 0.005 | item | 4636.7852 | 23.1839 | Discipline provisional allowance — verify quotation
|  | Materials Total |  |  |  |  | 123.9181
|  | Labour Total |  |  |  |  | 5.4096
|  | Plant & Subcontract Total |  |  |  |  | 25.1159
|  | Direct Resource Cost |  |  |  |  | 154.4436
|  | Transport / Carriage | 5% of materials |  |  |  | 6.1959 | Adjust for haul distance
|  | Small Tools, Water & Sundries | 2.5% of labour + plant |  |  |  | 0.76314 | Traditional allowance
|  | PRIME COST |  |  |  |  | 161.4026
|  | Contractor Overheads | 10% |  |  |  | 16.1403 | Editable allowance
|  | Contractor Profit | 10% |  |  |  | 17.7543 | Editable allowance
|  | RATE PER BOQ UNIT | item |  |  |  | 195.2972 | Excluding VAT
Note | Quantities are standard estimating constants and must be adjusted for specification, method, location and supplier quotations.
DETAILED RATE ANALYSIS — EAST AFRICAN QS FORMAT
Module / Ref | MODULE 4 | 34.03 | [5 empty] | MODULE 4¦34.03
BOQ Item | Carry out thermographic survey of switchgear and distribution
Unit | nr | Pricing basis | Nairobi, Kenya — Sep 2026 | Currency | USD | VAT | Excluded
No. | Code | Resource Description | Category | Qty / BOQ Unit | Resource Unit | Rate (USD) | Amount (USD) | Remarks
1 | MAT-002 | Ancillary fittings, supports, fixings and connection materials | Material | 0.02 | item | 40.5719 | 0.81144 | East African productivity / consumption constant
2 | LAB-015 | Site engineer / surveyor | Labour | 6 | hr | 3.864 | 23.1839 | East African productivity / consumption constant
3 | LAB-001 | Specialist engineer / surveyor | Labour | 8 | hr | 3.864 | 30.9119 | East African productivity / consumption constant
4 | PLT-018 | Electrical/ICT test instruments | Plant & Tools | 0.25 | day | 38.6399 | 9.66 | East African productivity / consumption constant
5 | SUB-009 | Testing & commissioning | Subcontractor | 0.1 | item | 579.5981 | 57.9598 | Verify supplier/subcontract quotation
6 | MAT-096 | Signage / graphic panel | Material | 0.02 | nr | 121.7156 | 2.4343 | East African productivity / consumption constant
|  | Materials Total |  |  |  |  | 3.2457
|  | Labour Total |  |  |  |  | 54.0958
|  | Plant & Subcontract Total |  |  |  |  | 67.6198
|  | Direct Resource Cost |  |  |  |  | 124.9614
|  | Transport / Carriage | 5% of materials |  |  |  | 0.16229 | Adjust for haul distance
|  | Small Tools, Water & Sundries | 2.5% of labour + plant |  |  |  | 3.0429 | Traditional allowance
|  | PRIME COST |  |  |  |  | 128.1665
|  | Contractor Overheads | 10% |  |  |  | 12.8167 | Editable allowance
|  | Contractor Profit | 10% |  |  |  | 14.0983 | Editable allowance
|  | RATE PER BOQ UNIT | nr |  |  |  | 155.0815 | Excluding VAT
Note | Quantities are standard estimating constants and must be adjusted for specification, method, location and supplier quotations.
DETAILED RATE ANALYSIS — EAST AFRICAN QS FORMAT
Module / Ref | MODULE 4 | 34.04 | [5 empty] | MODULE 4¦34.04
BOQ Item | Provide labelling, warning notices and circuit charts throughout installation
Unit | item | Pricing basis | Nairobi, Kenya — Sep 2026 | Currency | USD | VAT | Excluded
No. | Code | Resource Description | Category | Qty / BOQ Unit | Resource Unit | Rate (USD) | Amount (USD) | Remarks
1 | MAT-125 | Contactor / timeclock / control device | Material | 1 | nr | 95.5178 | 95.5178 | Discipline-specific East African resource allowance
2 | MAT-124 | Cable gland / termination kit | Material | 1 | nr | 28.4003 | 28.4003 | Discipline-specific East African resource allowance
3 | LAB-010 | Electrician | Labour | 2 | hr | 2.5116 | 5.0232 | Discipline-specific East African resource allowance
4 | LAB-002 | General labourer | Labour | 0.5 | hr | 0.7728 | 0.3864 | Discipline-specific East African resource allowance
5 | PLT-018 | Electrical/ICT test instruments | Plant & Tools | 0.05 | day | 38.6399 | 1.932 | Discipline-specific East African resource allowance
6 | SUB-006 | Electrical installation | Subcontractor | 0.005 | item | 4636.7852 | 23.1839 | Discipline provisional allowance — verify quotation
|  | Materials Total |  |  |  |  | 123.9181
|  | Labour Total |  |  |  |  | 5.4096
|  | Plant & Subcontract Total |  |  |  |  | 25.1159
|  | Direct Resource Cost |  |  |  |  | 154.4436
|  | Transport / Carriage | 5% of materials |  |  |  | 6.1959 | Adjust for haul distance
|  | Small Tools, Water & Sundries | 2.5% of labour + plant |  |  |  | 0.76314 | Traditional allowance
|  | PRIME COST |  |  |  |  | 161.4026
|  | Contractor Overheads | 10% |  |  |  | 16.1403 | Editable allowance
|  | Contractor Profit | 10% |  |  |  | 17.7543 | Editable allowance
|  | RATE PER BOQ UNIT | item |  |  |  | 195.2972 | Excluding VAT
Note | Quantities are standard estimating constants and must be adjusted for specification, method, location and supplier quotations.
DETAILED RATE ANALYSIS — EAST AFRICAN QS FORMAT
Module / Ref | MODULE 4 | 34.05 | [5 empty] | MODULE 4¦34.05
BOQ Item | Provide record or as-installed drawings and schematics
Unit | item | Pricing basis | Nairobi, Kenya — Sep 2026 | Currency | USD | VAT | Excluded
No. | Code | Resource Description | Category | Qty / BOQ Unit | Resource Unit | Rate (USD) | Amount (USD) | Remarks
1 | MAT-125 | Contactor / timeclock / control device | Material | 1 | nr | 95.5178 | 95.5178 | Discipline-specific East African resource allowance
2 | MAT-124 | Cable gland / termination kit | Material | 1 | nr | 28.4003 | 28.4003 | Discipline-specific East African resource allowance
3 | LAB-010 | Electrician | Labour | 2 | hr | 2.5116 | 5.0232 | Discipline-specific East African resource allowance
4 | LAB-002 | General labourer | Labour | 0.5 | hr | 0.7728 | 0.3864 | Discipline-specific East African resource allowance
5 | PLT-018 | Electrical/ICT test instruments | Plant & Tools | 0.05 | day | 38.6399 | 1.932 | Discipline-specific East African resource allowance
6 | SUB-006 | Electrical installation | Subcontractor | 0.005 | item | 4636.7852 | 23.1839 | Discipline provisional allowance — verify quotation
|  | Materials Total |  |  |  |  | 123.9181
|  | Labour Total |  |  |  |  | 5.4096
|  | Plant & Subcontract Total |  |  |  |  | 25.1159
|  | Direct Resource Cost |  |  |  |  | 154.4436
|  | Transport / Carriage | 5% of materials |  |  |  | 6.1959 | Adjust for haul distance
|  | Small Tools, Water & Sundries | 2.5% of labour + plant |  |  |  | 0.76314 | Traditional allowance
|  | PRIME COST |  |  |  |  | 161.4026
|  | Contractor Overheads | 10% |  |  |  | 16.1403 | Editable allowance
|  | Contractor Profit | 10% |  |  |  | 17.7543 | Editable allowance
|  | RATE PER BOQ UNIT | item |  |  |  | 195.2972 | Excluding VAT
Note | Quantities are standard estimating constants and must be adjusted for specification, method, location and supplier quotations.
DETAILED RATE ANALYSIS — EAST AFRICAN QS FORMAT
Module / Ref | MODULE 4 | 34.06 | [5 empty] | MODULE 4¦34.06
BOQ Item | Provide operation and maintenance manuals and health-and-safety file information
Unit | item | Pricing basis | Nairobi, Kenya — Sep 2026 | Currency | USD | VAT | Excluded
No. | Code | Resource Description | Category | Qty / BOQ Unit | Resource Unit | Rate (USD) | Amount (USD) | Remarks
1 | MAT-125 | Contactor / timeclock / control device | Material | 1 | nr | 95.5178 | 95.5178 | Discipline-specific East African resource allowance
2 | MAT-124 | Cable gland / termination kit | Material | 1 | nr | 28.4003 | 28.4003 | Discipline-specific East African resource allowance
3 | LAB-010 | Electrician | Labour | 2 | hr | 2.5116 | 5.0232 | Discipline-specific East African resource allowance
4 | LAB-002 | General labourer | Labour | 0.5 | hr | 0.7728 | 0.3864 | Discipline-specific East African resource allowance
5 | PLT-018 | Electrical/ICT test instruments | Plant & Tools | 0.05 | day | 38.6399 | 1.932 | Discipline-specific East African resource allowance
6 | SUB-006 | Electrical installation | Subcontractor | 0.005 | item | 4636.7852 | 23.1839 | Discipline provisional allowance — verify quotation
|  | Materials Total |  |  |  |  | 123.9181
|  | Labour Total |  |  |  |  | 5.4096
|  | Plant & Subcontract Total |  |  |  |  | 25.1159
|  | Direct Resource Cost |  |  |  |  | 154.4436
|  | Transport / Carriage | 5% of materials |  |  |  | 6.1959 | Adjust for haul distance
|  | Small Tools, Water & Sundries | 2.5% of labour + plant |  |  |  | 0.76314 | Traditional allowance
|  | PRIME COST |  |  |  |  | 161.4026
|  | Contractor Overheads | 10% |  |  |  | 16.1403 | Editable allowance
|  | Contractor Profit | 10% |  |  |  | 17.7543 | Editable allowance
|  | RATE PER BOQ UNIT | item |  |  |  | 195.2972 | Excluding VAT
Note | Quantities are standard estimating constants and must be adjusted for specification, method, location and supplier quotations.
DETAILED RATE ANALYSIS — EAST AFRICAN QS FORMAT
Module / Ref | MODULE 4 | 34.07 | [5 empty] | MODULE 4¦34.07
BOQ Item | Provide operative and client training on installed systems
Unit | item | Pricing basis | Nairobi, Kenya — Sep 2026 | Currency | USD | VAT | Excluded
No. | Code | Resource Description | Category | Qty / BOQ Unit | Resource Unit | Rate (USD) | Amount (USD) | Remarks
1 | MAT-125 | Contactor / timeclock / control device | Material | 1 | nr | 95.5178 | 95.5178 | Discipline-specific East African resource allowance
2 | MAT-124 | Cable gland / termination kit | Material | 1 | nr | 28.4003 | 28.4003 | Discipline-specific East African resource allowance
3 | LAB-010 | Electrician | Labour | 2 | hr | 2.5116 | 5.0232 | Discipline-specific East African resource allowance
4 | LAB-002 | General labourer | Labour | 0.5 | hr | 0.7728 | 0.3864 | Discipline-specific East African resource allowance
5 | PLT-018 | Electrical/ICT test instruments | Plant & Tools | 0.05 | day | 38.6399 | 1.932 | Discipline-specific East African resource allowance
6 | SUB-006 | Electrical installation | Subcontractor | 0.005 | item | 4636.7852 | 23.1839 | Discipline provisional allowance — verify quotation
|  | Materials Total |  |  |  |  | 123.9181
|  | Labour Total |  |  |  |  | 5.4096
|  | Plant & Subcontract Total |  |  |  |  | 25.1159
|  | Direct Resource Cost |  |  |  |  | 154.4436
|  | Transport / Carriage | 5% of materials |  |  |  | 6.1959 | Adjust for haul distance
|  | Small Tools, Water & Sundries | 2.5% of labour + plant |  |  |  | 0.76314 | Traditional allowance
|  | PRIME COST |  |  |  |  | 161.4026
|  | Contractor Overheads | 10% |  |  |  | 16.1403 | Editable allowance
|  | Contractor Profit | 10% |  |  |  | 17.7543 | Editable allowance
|  | RATE PER BOQ UNIT | item |  |  |  | 195.2972 | Excluding VAT
Note | Quantities are standard estimating constants and must be adjusted for specification, method, location and supplier quotations.
DETAILED RATE ANALYSIS — EAST AFRICAN QS FORMAT
Module / Ref | MODULE 4 | 34.08 | [5 empty] | MODULE 4¦34.08
BOQ Item | Provide post-completion attendance and defects rectification during commissioning
Unit | item | Pricing basis | Nairobi, Kenya — Sep 2026 | Currency | USD | VAT | Excluded
No. | Code | Resource Description | Category | Qty / BOQ Unit | Resource Unit | Rate (USD) | Amount (USD) | Remarks
1 | MAT-125 | Contactor / timeclock / control device | Material | 1 | nr | 95.5178 | 95.5178 | Discipline-specific East African resource allowance
2 | MAT-124 | Cable gland / termination kit | Material | 1 | nr | 28.4003 | 28.4003 | Discipline-specific East African resource allowance
3 | LAB-010 | Electrician | Labour | 2 | hr | 2.5116 | 5.0232 | Discipline-specific East African resource allowance
4 | LAB-002 | General labourer | Labour | 0.5 | hr | 0.7728 | 0.3864 | Discipline-specific East African resource allowance
5 | PLT-018 | Electrical/ICT test instruments | Plant & Tools | 0.05 | day | 38.6399 | 1.932 | Discipline-specific East African resource allowance
6 | SUB-006 | Electrical installation | Subcontractor | 0.005 | item | 4636.7852 | 23.1839 | Discipline provisional allowance — verify quotation
|  | Materials Total |  |  |  |  | 123.9181
|  | Labour Total |  |  |  |  | 5.4096
|  | Plant & Subcontract Total |  |  |  |  | 25.1159
|  | Direct Resource Cost |  |  |  |  | 154.4436
|  | Transport / Carriage | 5% of materials |  |  |  | 6.1959 | Adjust for haul distance
|  | Small Tools, Water & Sundries | 2.5% of labour + plant |  |  |  | 0.76314 | Traditional allowance
|  | PRIME COST |  |  |  |  | 161.4026
|  | Contractor Overheads | 10% |  |  |  | 16.1403 | Editable allowance
|  | Contractor Profit | 10% |  |  |  | 17.7543 | Editable allowance
|  | RATE PER BOQ UNIT | item |  |  |  | 195.2972 | Excluding VAT
Note | Quantities are standard estimating constants and must be adjusted for specification, method, location and supplier quotations.
DETAILED RATE ANALYSIS — EAST AFRICAN QS FORMAT
Module / Ref | MODULE 5 | 35.01 | [5 empty] | MODULE 5¦35.01
BOQ Item | Supply and install gas-fired or oil-fired boiler, including burner, controls and connections
Unit | nr | Pricing basis | Nairobi, Kenya — Sep 2026 | Currency | USD | VAT | Excluded
No. | Code | Resource Description | Category | Qty / BOQ Unit | Resource Unit | Rate (USD) | Amount (USD) | Remarks
1 | MAT-066 | Boiler / calorifier package | Material | 1 | nr | 9459.0417 | 9459.0417 | East African productivity / consumption constant
2 | MAT-073 | Valve / control valve | Material | 4 | nr | 95.5178 | 382.0711 | East African productivity / consumption constant
3 | LAB-017 | HVAC/refrigeration technician | Labour | 24 | hr | 2.898 | 69.5518 | East African productivity / consumption constant
4 | LAB-002 | General labourer | Labour | 8 | hr | 0.7728 | 6.1824 | East African productivity / consumption constant
5 | PLT-007 | Mobile crane, 25t | Plant & Tools | 0.1 | day | 1062.5966 | 106.2597 | East African productivity / consumption constant
6 | SUB-005 | Mechanical / HVAC installation | Subcontractor | 0.08 | item | 5795.9815 | 463.6785 | Verify supplier/subcontract quotation
|  | Materials Total |  |  |  |  | 9841.1128
|  | Labour Total |  |  |  |  | 75.7342
|  | Plant & Subcontract Total |  |  |  |  | 569.9382
|  | Direct Resource Cost |  |  |  |  | 10486.7852
|  | Transport / Carriage | 5% of materials |  |  |  | 492.0556 | Adjust for haul distance
|  | Small Tools, Water & Sundries | 2.5% of labour + plant |  |  |  | 16.1418 | Traditional allowance
|  | PRIME COST |  |  |  |  | 10994.9826
|  | Contractor Overheads | 10% |  |  |  | 1099.4983 | Editable allowance
|  | Contractor Profit | 10% |  |  |  | 1209.4481 | Editable allowance
|  | RATE PER BOQ UNIT | nr |  |  |  | 13303.929 | Excluding VAT
Note | Quantities are standard estimating constants and must be adjusted for specification, method, location and supplier quotations.
DETAILED RATE ANALYSIS — EAST AFRICAN QS FORMAT
Module / Ref | MODULE 5 | 35.02 | [5 empty] | MODULE 5¦35.02
BOQ Item | Supply and install condensing boiler cascade or modular boiler set
Unit | nr | Pricing basis | Nairobi, Kenya — Sep 2026 | Currency | USD | VAT | Excluded
No. | Code | Resource Description | Category | Qty / BOQ Unit | Resource Unit | Rate (USD) | Amount (USD) | Remarks
1 | MAT-066 | Boiler / calorifier package | Material | 1 | nr | 9459.0417 | 9459.0417 | East African productivity / consumption constant
2 | MAT-073 | Valve / control valve | Material | 4 | nr | 95.5178 | 382.0711 | East African productivity / consumption constant
3 | LAB-017 | HVAC/refrigeration technician | Labour | 24 | hr | 2.898 | 69.5518 | East African productivity / consumption constant
4 | LAB-002 | General labourer | Labour | 8 | hr | 0.7728 | 6.1824 | East African productivity / consumption constant
5 | PLT-007 | Mobile crane, 25t | Plant & Tools | 0.1 | day | 1062.5966 | 106.2597 | East African productivity / consumption constant
6 | SUB-005 | Mechanical / HVAC installation | Subcontractor | 0.08 | item | 5795.9815 | 463.6785 | Verify supplier/subcontract quotation
|  | Materials Total |  |  |  |  | 9841.1128
|  | Labour Total |  |  |  |  | 75.7342
|  | Plant & Subcontract Total |  |  |  |  | 569.9382
|  | Direct Resource Cost |  |  |  |  | 10486.7852
|  | Transport / Carriage | 5% of materials |  |  |  | 492.0556 | Adjust for haul distance
|  | Small Tools, Water & Sundries | 2.5% of labour + plant |  |  |  | 16.1418 | Traditional allowance
|  | PRIME COST |  |  |  |  | 10994.9826
|  | Contractor Overheads | 10% |  |  |  | 1099.4983 | Editable allowance
|  | Contractor Profit | 10% |  |  |  | 1209.4481 | Editable allowance
|  | RATE PER BOQ UNIT | nr |  |  |  | 13303.929 | Excluding VAT
Note | Quantities are standard estimating constants and must be adjusted for specification, method, location and supplier quotations.
DETAILED RATE ANALYSIS — EAST AFRICAN QS FORMAT
Module / Ref | MODULE 5 | 35.03 | [5 empty] | MODULE 5¦35.03
BOQ Item | Supply and install heat pump (air/ground/water source), including connections and controls
Unit | nr | Pricing basis | Nairobi, Kenya — Sep 2026 | Currency | USD | VAT | Excluded
No. | Code | Resource Description | Category | Qty / BOQ Unit | Resource Unit | Rate (USD) | Amount (USD) | Remarks
1 | MAT-071 | Pump set complete | Material | 1 | nr | 2785.9351 | 2785.9351 | East African productivity / consumption constant
2 | MAT-073 | Valve / control valve | Material | 2 | nr | 95.5178 | 191.0355 | East African productivity / consumption constant
3 | LAB-011 | Plumber | Labour | 8 | hr | 2.3184 | 18.5471 | East African productivity / consumption constant
4 | LAB-002 | General labourer | Labour | 3 | hr | 0.7728 | 2.3184 | East African productivity / consumption constant
5 | PLT-007 | Mobile crane, 25t | Plant & Tools | 0.05 | day | 1062.5966 | 53.1298 | East African productivity / consumption constant
6 | SUB-005 | Mechanical / HVAC installation | Subcontractor | 0.03 | item | 5795.9815 | 173.8794 | Verify supplier/subcontract quotation
|  | Materials Total |  |  |  |  | 2976.9706
|  | Labour Total |  |  |  |  | 20.8655
|  | Plant & Subcontract Total |  |  |  |  | 227.0093
|  | Direct Resource Cost |  |  |  |  | 3224.8454
|  | Transport / Carriage | 5% of materials |  |  |  | 148.8485 | Adjust for haul distance
|  | Small Tools, Water & Sundries | 2.5% of labour + plant |  |  |  | 6.1969 | Traditional allowance
|  | PRIME COST |  |  |  |  | 3379.8908
|  | Contractor Overheads | 10% |  |  |  | 337.9891 | Editable allowance
|  | Contractor Profit | 10% |  |  |  | 371.788 | Editable allowance
|  | RATE PER BOQ UNIT | nr |  |  |  | 4089.6679 | Excluding VAT
Note | Quantities are standard estimating constants and must be adjusted for specification, method, location and supplier quotations.
DETAILED RATE ANALYSIS — EAST AFRICAN QS FORMAT
Module / Ref | MODULE 5 | 35.04 | [5 empty] | MODULE 5¦35.04
BOQ Item | Supply and install district-heating or HIU heat-exchanger skid, including controls
Unit | nr | Pricing basis | Nairobi, Kenya — Sep 2026 | Currency | USD | VAT | Excluded
No. | Code | Resource Description | Category | Qty / BOQ Unit | Resource Unit | Rate (USD) | Amount (USD) | Remarks
1 | MAT-126 | Heat exchanger / HIU skid | Material | 1 | nr | 5123.6476 | 5123.6476 | Specific East African resource constant
2 | MAT-073 | Valve / control valve | Material | 4 | nr | 95.5178 | 382.0711 | Specific East African resource constant
3 | LAB-017 | HVAC/refrigeration technician | Labour | 16 | hr | 2.898 | 46.3679 | Specific East African resource constant
4 | LAB-002 | General labourer | Labour | 6 | hr | 0.7728 | 4.6368 | Specific East African resource constant
5 | PLT-007 | Mobile crane, 25t | Plant & Tools | 0.05 | day | 1062.5966 | 53.1298 | Specific East African resource constant
6 | SUB-005 | Mechanical / HVAC installation | Subcontractor | 0.05 | item | 5795.9815 | 289.7991 | Verify local quotation / authority charge
|  | Materials Total |  |  |  |  | 5505.7187
|  | Labour Total |  |  |  |  | 51.0046
|  | Plant & Subcontract Total |  |  |  |  | 342.9289
|  | Direct Resource Cost |  |  |  |  | 5899.6522
|  | Transport / Carriage | 5% of materials |  |  |  | 275.2859 | Adjust for haul distance
|  | Small Tools, Water & Sundries | 2.5% of labour + plant |  |  |  | 9.8483 | Traditional allowance
|  | PRIME COST |  |  |  |  | 6184.7865
|  | Contractor Overheads | 10% |  |  |  | 618.4787 | Editable allowance
|  | Contractor Profit | 10% |  |  |  | 680.3265 | Editable allowance
|  | RATE PER BOQ UNIT | nr |  |  |  | 7483.5917 | Excluding VAT
Note | Quantities are standard estimating constants and must be adjusted for specification, method, location and supplier quotations.
DETAILED RATE ANALYSIS — EAST AFRICAN QS FORMAT
Module / Ref | MODULE 5 | 35.05 | [5 empty] | MODULE 5¦35.05
BOQ Item | Supply and install plate heat exchangers and calorifiers, including connections
Unit | nr | Pricing basis | Nairobi, Kenya — Sep 2026 | Currency | USD | VAT | Excluded
No. | Code | Resource Description | Category | Qty / BOQ Unit | Resource Unit | Rate (USD) | Amount (USD) | Remarks
1 | MAT-126 | Heat exchanger / HIU skid | Material | 1 | nr | 5123.6476 | 5123.6476 | Specific East African resource constant
2 | MAT-073 | Valve / control valve | Material | 4 | nr | 95.5178 | 382.0711 | Specific East African resource constant
3 | LAB-017 | HVAC/refrigeration technician | Labour | 16 | hr | 2.898 | 46.3679 | Specific East African resource constant
4 | LAB-002 | General labourer | Labour | 6 | hr | 0.7728 | 4.6368 | Specific East African resource constant
5 | PLT-007 | Mobile crane, 25t | Plant & Tools | 0.05 | day | 1062.5966 | 53.1298 | Specific East African resource constant
6 | SUB-005 | Mechanical / HVAC installation | Subcontractor | 0.05 | item | 5795.9815 | 289.7991 | Verify local quotation / authority charge
|  | Materials Total |  |  |  |  | 5505.7187
|  | Labour Total |  |  |  |  | 51.0046
|  | Plant & Subcontract Total |  |  |  |  | 342.9289
|  | Direct Resource Cost |  |  |  |  | 5899.6522
|  | Transport / Carriage | 5% of materials |  |  |  | 275.2859 | Adjust for haul distance
|  | Small Tools, Water & Sundries | 2.5% of labour + plant |  |  |  | 9.8483 | Traditional allowance
|  | PRIME COST |  |  |  |  | 6184.7865
|  | Contractor Overheads | 10% |  |  |  | 618.4787 | Editable allowance
|  | Contractor Profit | 10% |  |  |  | 680.3265 | Editable allowance
|  | RATE PER BOQ UNIT | nr |  |  |  | 7483.5917 | Excluding VAT
Note | Quantities are standard estimating constants and must be adjusted for specification, method, location and supplier quotations.
DETAILED RATE ANALYSIS — EAST AFRICAN QS FORMAT
Module / Ref | MODULE 5 | 35.06 | [5 empty] | MODULE 5¦35.06
BOQ Item | Supply and install buffer vessels, thermal stores and expansion vessels
Unit | nr | Pricing basis | Nairobi, Kenya — Sep 2026 | Currency | USD | VAT | Excluded
No. | Code | Resource Description | Category | Qty / BOQ Unit | Resource Unit | Rate (USD) | Amount (USD) | Remarks
1 | MAT-072 | Water/storage tank | Material | 1 | nr | 1989.9536 | 1989.9536 | East African productivity / consumption constant
2 | MAT-073 | Valve / control valve | Material | 3 | nr | 95.5178 | 286.5533 | East African productivity / consumption constant
3 | LAB-011 | Plumber | Labour | 8 | hr | 2.3184 | 18.5471 | East African productivity / consumption constant
4 | LAB-002 | General labourer | Labour | 4 | hr | 0.7728 | 3.0912 | East African productivity / consumption constant
5 | PLT-007 | Mobile crane, 25t | Plant & Tools | 0.08 | day | 1062.5966 | 85.0077 | East African productivity / consumption constant
6 | SUB-005 | Mechanical / HVAC installation | Subcontractor | 0.03 | item | 5795.9815 | 173.8794 | Verify supplier/subcontract quotation
|  | Materials Total |  |  |  |  | 2276.507
|  | Labour Total |  |  |  |  | 21.6383
|  | Plant & Subcontract Total |  |  |  |  | 258.8872
|  | Direct Resource Cost |  |  |  |  | 2557.0325
|  | Transport / Carriage | 5% of materials |  |  |  | 113.8253 | Adjust for haul distance
|  | Small Tools, Water & Sundries | 2.5% of labour + plant |  |  |  | 7.0131 | Traditional allowance
|  | PRIME COST |  |  |  |  | 2677.8709
|  | Contractor Overheads | 10% |  |  |  | 267.7871 | Editable allowance
|  | Contractor Profit | 10% |  |  |  | 294.5658 | Editable allowance
|  | RATE PER BOQ UNIT | nr |  |  |  | 3240.2238 | Excluding VAT
Note | Quantities are standard estimating constants and must be adjusted for specification, method, location and supplier quotations.
DETAILED RATE ANALYSIS — EAST AFRICAN QS FORMAT
Module / Ref | MODULE 5 | 35.07 | [5 empty] | MODULE 5¦35.07
BOQ Item | Supply and install flue systems, including terminals, supports and condensate drainage
Unit | m | Pricing basis | Nairobi, Kenya — Sep 2026 | Currency | USD | VAT | Excluded
No. | Code | Resource Description | Category | Qty / BOQ Unit | Resource Unit | Rate (USD) | Amount (USD) | Remarks
1 | MAT-021 | PVC pipe, 110mm | Material | 1.05 | m | 3.4486 | 3.621 | East African productivity / consumption constant
2 | MAT-002 | Ancillary fittings, supports, fixings and connection materials | Material | 0.03 | item | 40.5719 | 1.2172 | East African productivity / consumption constant
3 | LAB-011 | Plumber | Labour | 0.35 | hr | 2.3184 | 0.81144 | East African productivity / consumption constant
4 | LAB-002 | General labourer | Labour | 0.15 | hr | 0.7728 | 0.11592 | East African productivity / consumption constant
5 | PLT-019 | Pipe threading/fusion equipment | Plant & Tools | 0.03 | day | 61.8238 | 1.8547 | East African productivity / consumption constant
6 | SUB-005 | Mechanical / HVAC installation | Subcontractor | 0 | item | 5795.9815 | 0 | Verify supplier/subcontract quotation
|  | Materials Total |  |  |  |  | 4.8382
|  | Labour Total |  |  |  |  | 0.92736
|  | Plant & Subcontract Total |  |  |  |  | 1.8547
|  | Direct Resource Cost |  |  |  |  | 7.6203
|  | Transport / Carriage | 5% of materials |  |  |  | 0.24191 | Adjust for haul distance
|  | Small Tools, Water & Sundries | 2.5% of labour + plant |  |  |  | 0.069552 | Traditional allowance
|  | PRIME COST |  |  |  |  | 7.9317
|  | Contractor Overheads | 10% |  |  |  | 0.79317 | Editable allowance
|  | Contractor Profit | 10% |  |  |  | 0.87249 | Editable allowance
|  | RATE PER BOQ UNIT | m |  |  |  | 9.5974 | Excluding VAT
Note | Quantities are standard estimating constants and must be adjusted for specification, method, location and supplier quotations.
DETAILED RATE ANALYSIS — EAST AFRICAN QS FORMAT
Module / Ref | MODULE 5 | 35.08 | [5 empty] | MODULE 5¦35.08
BOQ Item | Supply and install gas booster, metering and safety shut-off devices
Unit | nr | Pricing basis | Nairobi, Kenya — Sep 2026 | Currency | USD | VAT | Excluded
No. | Code | Resource Description | Category | Qty / BOQ Unit | Resource Unit | Rate (USD) | Amount (USD) | Remarks
1 | MAT-127 | Gas booster / pressure-control skid | Material | 1 | nr | 3941.2674 | 3941.2674 | Specific East African resource constant
2 | MAT-073 | Valve / control valve | Material | 4 | nr | 95.5178 | 382.0711 | Specific East African resource constant
3 | LAB-011 | Plumber | Labour | 12 | hr | 2.3184 | 27.8207 | Specific East African resource constant
4 | LAB-002 | General labourer | Labour | 4 | hr | 0.7728 | 3.0912 | Specific East African resource constant
5 | PLT-007 | Mobile crane, 25t | Plant & Tools | 0.03 | day | 1062.5966 | 31.8779 | Specific East African resource constant
6 | SUB-005 | Mechanical / HVAC installation | Subcontractor | 0.04 | item | 5795.9815 | 231.8393 | Verify local quotation / authority charge
|  | Materials Total |  |  |  |  | 4323.3385
|  | Labour Total |  |  |  |  | 30.9119
|  | Plant & Subcontract Total |  |  |  |  | 263.7172
|  | Direct Resource Cost |  |  |  |  | 4617.9675
|  | Transport / Carriage | 5% of materials |  |  |  | 216.1669 | Adjust for haul distance
|  | Small Tools, Water & Sundries | 2.5% of labour + plant |  |  |  | 7.3657 | Traditional allowance
|  | PRIME COST |  |  |  |  | 4841.5002
|  | Contractor Overheads | 10% |  |  |  | 484.15 | Editable allowance
|  | Contractor Profit | 10% |  |  |  | 532.565 | Editable allowance
|  | RATE PER BOQ UNIT | nr |  |  |  | 5858.2152 | Excluding VAT
Note | Quantities are standard estimating constants and must be adjusted for specification, method, location and supplier quotations.
DETAILED RATE ANALYSIS — EAST AFRICAN QS FORMAT
Module / Ref | MODULE 5 | 35.09 | [5 empty] | MODULE 5¦35.09
BOQ Item | Supply and install dosing pots, dirt separators and system filtration
Unit | nr | Pricing basis | Nairobi, Kenya — Sep 2026 | Currency | USD | VAT | Excluded
No. | Code | Resource Description | Category | Qty / BOQ Unit | Resource Unit | Rate (USD) | Amount (USD) | Remarks
1 | MAT-119 | Oil interceptor / separator | Material | 1 | nr | 2785.9351 | 2785.9351 | Specific East African resource constant
2 | MAT-073 | Valve / control valve | Material | 2 | nr | 95.5178 | 191.0355 | Specific East African resource constant
3 | LAB-011 | Plumber | Labour | 8 | hr | 2.3184 | 18.5471 | Specific East African resource constant
4 | LAB-002 | General labourer | Labour | 4 | hr | 0.7728 | 3.0912 | Specific East African resource constant
5 | PLT-007 | Mobile crane, 25t | Plant & Tools | 0.05 | day | 1062.5966 | 53.1298 | Specific East African resource constant
6 | SUB-005 | Mechanical / HVAC installation | Subcontractor | 0.02 | item | 5795.9815 | 115.9196 | Verify local quotation / authority charge
|  | Materials Total |  |  |  |  | 2976.9706
|  | Labour Total |  |  |  |  | 21.6383
|  | Plant & Subcontract Total |  |  |  |  | 169.0495
|  | Direct Resource Cost |  |  |  |  | 3167.6584
|  | Transport / Carriage | 5% of materials |  |  |  | 148.8485 | Adjust for haul distance
|  | Small Tools, Water & Sundries | 2.5% of labour + plant |  |  |  | 4.7672 | Traditional allowance
|  | PRIME COST |  |  |  |  | 3321.2741
|  | Contractor Overheads | 10% |  |  |  | 332.1274 | Editable allowance
|  | Contractor Profit | 10% |  |  |  | 365.3402 | Editable allowance
|  | RATE PER BOQ UNIT | nr |  |  |  | 4018.7417 | Excluding VAT
Note | Quantities are standard estimating constants and must be adjusted for specification, method, location and supplier quotations.
DETAILED RATE ANALYSIS — EAST AFRICAN QS FORMAT
Module / Ref | MODULE 5 | 35.1 | [5 empty] | MODULE 5¦35.1
BOQ Item | Supply and install primary circulation pumps and pressurisation units
Unit | nr | Pricing basis | Nairobi, Kenya — Sep 2026 | Currency | USD | VAT | Excluded
No. | Code | Resource Description | Category | Qty / BOQ Unit | Resource Unit | Rate (USD) | Amount (USD) | Remarks
1 | MAT-071 | Pump set complete | Material | 1 | nr | 2785.9351 | 2785.9351 | East African productivity / consumption constant
2 | MAT-073 | Valve / control valve | Material | 2 | nr | 95.5178 | 191.0355 | East African productivity / consumption constant
3 | LAB-011 | Plumber | Labour | 8 | hr | 2.3184 | 18.5471 | East African productivity / consumption constant
4 | LAB-002 | General labourer | Labour | 3 | hr | 0.7728 | 2.3184 | East African productivity / consumption constant
5 | PLT-007 | Mobile crane, 25t | Plant & Tools | 0.05 | day | 1062.5966 | 53.1298 | East African productivity / consumption constant
6 | SUB-005 | Mechanical / HVAC installation | Subcontractor | 0.03 | item | 5795.9815 | 173.8794 | Verify supplier/subcontract quotation
|  | Materials Total |  |  |  |  | 2976.9706
|  | Labour Total |  |  |  |  | 20.8655
|  | Plant & Subcontract Total |  |  |  |  | 227.0093
|  | Direct Resource Cost |  |  |  |  | 3224.8454
|  | Transport / Carriage | 5% of materials |  |  |  | 148.8485 | Adjust for haul distance
|  | Small Tools, Water & Sundries | 2.5% of labour + plant |  |  |  | 6.1969 | Traditional allowance
|  | PRIME COST |  |  |  |  | 3379.8908
|  | Contractor Overheads | 10% |  |  |  | 337.9891 | Editable allowance
|  | Contractor Profit | 10% |  |  |  | 371.788 | Editable allowance
|  | RATE PER BOQ UNIT | nr |  |  |  | 4089.6679 | Excluding VAT
Note | Quantities are standard estimating constants and must be adjusted for specification, method, location and supplier quotations.
DETAILED RATE ANALYSIS — EAST AFRICAN QS FORMAT
Module / Ref | MODULE 5 | 35.11 | [5 empty] | MODULE 5¦35.11
BOQ Item | Supply and install combustion-air and boiler-room ventilation provisions
Unit | nr | Pricing basis | Nairobi, Kenya — Sep 2026 | Currency | USD | VAT | Excluded
No. | Code | Resource Description | Category | Qty / BOQ Unit | Resource Unit | Rate (USD) | Amount (USD) | Remarks
1 | MAT-066 | Boiler / calorifier package | Material | 1 | nr | 9459.0417 | 9459.0417 | East African productivity / consumption constant
2 | MAT-073 | Valve / control valve | Material | 4 | nr | 95.5178 | 382.0711 | East African productivity / consumption constant
3 | LAB-017 | HVAC/refrigeration technician | Labour | 24 | hr | 2.898 | 69.5518 | East African productivity / consumption constant
4 | LAB-002 | General labourer | Labour | 8 | hr | 0.7728 | 6.1824 | East African productivity / consumption constant
5 | PLT-007 | Mobile crane, 25t | Plant & Tools | 0.1 | day | 1062.5966 | 106.2597 | East African productivity / consumption constant
6 | SUB-005 | Mechanical / HVAC installation | Subcontractor | 0.08 | item | 5795.9815 | 463.6785 | Verify supplier/subcontract quotation
|  | Materials Total |  |  |  |  | 9841.1128
|  | Labour Total |  |  |  |  | 75.7342
|  | Plant & Subcontract Total |  |  |  |  | 569.9382
|  | Direct Resource Cost |  |  |  |  | 10486.7852
|  | Transport / Carriage | 5% of materials |  |  |  | 492.0556 | Adjust for haul distance
|  | Small Tools, Water & Sundries | 2.5% of labour + plant |  |  |  | 16.1418 | Traditional allowance
|  | PRIME COST |  |  |  |  | 10994.9826
|  | Contractor Overheads | 10% |  |  |  | 1099.4983 | Editable allowance
|  | Contractor Profit | 10% |  |  |  | 1209.4481 | Editable allowance
|  | RATE PER BOQ UNIT | nr |  |  |  | 13303.929 | Excluding VAT
Note | Quantities are standard estimating constants and must be adjusted for specification, method, location and supplier quotations.
DETAILED RATE ANALYSIS — EAST AFRICAN QS FORMAT
Module / Ref | MODULE 5 | 35.12 | [5 empty] | MODULE 5¦35.12
BOQ Item | Carry out commissioning and safety testing of heat-generation plant
Unit | nr | Pricing basis | Nairobi, Kenya — Sep 2026 | Currency | USD | VAT | Excluded
No. | Code | Resource Description | Category | Qty / BOQ Unit | Resource Unit | Rate (USD) | Amount (USD) | Remarks
1 | MAT-113 | Survey monitoring instrument/target | Material | 0.2 | nr | 119.3972 | 23.8794 | Specific East African resource constant
2 | MAT-002 | Ancillary fittings, supports, fixings and connection materials | Material | 0 | item | 40.5719 | 0 | Specific East African resource constant
3 | LAB-017 | HVAC/refrigeration technician | Labour | 8 | hr | 2.898 | 23.1839 | Specific East African resource constant
4 | LAB-002 | General labourer | Labour | 2 | hr | 0.7728 | 1.5456 | Specific East African resource constant
5 | PLT-018 | Electrical/ICT test instruments | Plant & Tools | 0.25 | day | 38.6399 | 9.66 | Specific East African resource constant
6 | SUB-009 | Testing & commissioning | Subcontractor | 0.05 | item | 579.5981 | 28.9799 | Verify local quotation / authority charge
|  | Materials Total |  |  |  |  | 23.8794
|  | Labour Total |  |  |  |  | 24.7295
|  | Plant & Subcontract Total |  |  |  |  | 38.6399
|  | Direct Resource Cost |  |  |  |  | 87.2488
|  | Transport / Carriage | 5% of materials |  |  |  | 1.194 | Adjust for haul distance
|  | Small Tools, Water & Sundries | 2.5% of labour + plant |  |  |  | 1.5842 | Traditional allowance
|  | PRIME COST |  |  |  |  | 90.027
|  | Contractor Overheads | 10% |  |  |  | 9.0027 | Editable allowance
|  | Contractor Profit | 10% |  |  |  | 9.903 | Editable allowance
|  | RATE PER BOQ UNIT | nr |  |  |  | 108.9327 | Excluding VAT
Note | Quantities are standard estimating constants and must be adjusted for specification, method, location and supplier quotations.
DETAILED RATE ANALYSIS — EAST AFRICAN QS FORMAT
Module / Ref | MODULE 5 | 36.01 | [5 empty] | MODULE 5¦36.01
BOQ Item | Supply and install air-cooled or water-cooled chiller, including controls and connections
Unit | nr | Pricing basis | Nairobi, Kenya — Sep 2026 | Currency | USD | VAT | Excluded
No. | Code | Resource Description | Category | Qty / BOQ Unit | Resource Unit | Rate (USD) | Amount (USD) | Remarks
1 | MAT-068 | Chiller package | Material | 1 | nr | 35471.4065 | 35471.4065 | East African productivity / consumption constant
2 | MAT-073 | Valve / control valve | Material | 6 | nr | 95.5178 | 573.1066 | East African productivity / consumption constant
3 | LAB-017 | HVAC/refrigeration technician | Labour | 48 | hr | 2.898 | 139.1036 | East African productivity / consumption constant
4 | LAB-002 | General labourer | Labour | 16 | hr | 0.7728 | 12.3648 | East African productivity / consumption constant
5 | PLT-007 | Mobile crane, 25t | Plant & Tools | 0.2 | day | 1062.5966 | 212.5193 | East African productivity / consumption constant
6 | SUB-005 | Mechanical / HVAC installation | Subcontractor | 0.15 | item | 5795.9815 | 869.3972 | Verify supplier/subcontract quotation
|  | Materials Total |  |  |  |  | 36044.5131
|  | Labour Total |  |  |  |  | 151.4683
|  | Plant & Subcontract Total |  |  |  |  | 1081.9165
|  | Direct Resource Cost |  |  |  |  | 37277.898
|  | Transport / Carriage | 5% of materials |  |  |  | 1802.2257 | Adjust for haul distance
|  | Small Tools, Water & Sundries | 2.5% of labour + plant |  |  |  | 30.8346 | Traditional allowance
|  | PRIME COST |  |  |  |  | 39110.9583
|  | Contractor Overheads | 10% |  |  |  | 3911.0958 | Editable allowance
|  | Contractor Profit | 10% |  |  |  | 4302.2054 | Editable allowance
|  | RATE PER BOQ UNIT | nr |  |  |  | 47324.2595 | Excluding VAT
Note | Quantities are standard estimating constants and must be adjusted for specification, method, location and supplier quotations.
DETAILED RATE ANALYSIS — EAST AFRICAN QS FORMAT
Module / Ref | MODULE 5 | 36.02 | [5 empty] | MODULE 5¦36.02
BOQ Item | Supply and install cooling tower or dry air cooler, including connections
Unit | nr | Pricing basis | Nairobi, Kenya — Sep 2026 | Currency | USD | VAT | Excluded
No. | Code | Resource Description | Category | Qty / BOQ Unit | Resource Unit | Rate (USD) | Amount (USD) | Remarks
1 | MAT-129 | Cooling tower / dry cooler | Material | 1 | nr | 14188.5626 | 14188.5626 | Specific East African resource constant
2 | MAT-073 | Valve / control valve | Material | 6 | nr | 95.5178 | 573.1066 | Specific East African resource constant
3 | LAB-017 | HVAC/refrigeration technician | Labour | 32 | hr | 2.898 | 92.7357 | Specific East African resource constant
4 | LAB-002 | General labourer | Labour | 12 | hr | 0.7728 | 9.2736 | Specific East African resource constant
5 | PLT-007 | Mobile crane, 25t | Plant & Tools | 0.15 | day | 1062.5966 | 159.3895 | Specific East African resource constant
6 | SUB-005 | Mechanical / HVAC installation | Subcontractor | 0.1 | item | 5795.9815 | 579.5981 | Verify local quotation / authority charge
|  | Materials Total |  |  |  |  | 14761.6692
|  | Labour Total |  |  |  |  | 102.0093
|  | Plant & Subcontract Total |  |  |  |  | 738.9876
|  | Direct Resource Cost |  |  |  |  | 15602.6662
|  | Transport / Carriage | 5% of materials |  |  |  | 738.0835 | Adjust for haul distance
|  | Small Tools, Water & Sundries | 2.5% of labour + plant |  |  |  | 21.0249 | Traditional allowance
|  | PRIME COST |  |  |  |  | 16361.7745
|  | Contractor Overheads | 10% |  |  |  | 1636.1775 | Editable allowance
|  | Contractor Profit | 10% |  |  |  | 1799.7952 | Editable allowance
|  | RATE PER BOQ UNIT | nr |  |  |  | 19797.7472 | Excluding VAT
Note | Quantities are standard estimating constants and must be adjusted for specification, method, location and supplier quotations.
DETAILED RATE ANALYSIS — EAST AFRICAN QS FORMAT
Module / Ref | MODULE 5 | 36.03 | [5 empty] | MODULE 5¦36.03
BOQ Item | Supply and install VRF/VRV outdoor condensing units, including refrigerant connections
Unit | nr | Pricing basis | Nairobi, Kenya — Sep 2026 | Currency | USD | VAT | Excluded
No. | Code | Resource Description | Category | Qty / BOQ Unit | Resource Unit | Rate (USD) | Amount (USD) | Remarks
1 | MAT-035 | Internal flush door set | Material | 1 | nr | 97.3725 | 97.3725 | East African productivity / consumption constant
2 | MAT-027 | Ironmongery set | Material | 1 | nr | 68.9722 | 68.9722 | East African productivity / consumption constant
3 | LAB-005 | Carpenter / joiner | Labour | 3 | hr | 1.7388 | 5.2164 | East African productivity / consumption constant
4 | LAB-002 | General labourer | Labour | 1 | hr | 0.7728 | 0.7728 | East African productivity / consumption constant
5 | PLT-016 | Small tools & consumables (allowance) | Plant & Tools | 0.2 | hr | 0.5796 | 0.11592 | East African productivity / consumption constant
6 | SUB-017 | Specialist joinery installation | Subcontractor | 0.01 | item | 1391.0355 | 13.9104 | Verify supplier/subcontract quotation
|  | Materials Total |  |  |  |  | 166.3447
|  | Labour Total |  |  |  |  | 5.9892
|  | Plant & Subcontract Total |  |  |  |  | 14.0263
|  | Direct Resource Cost |  |  |  |  | 186.3601
|  | Transport / Carriage | 5% of materials |  |  |  | 8.3172 | Adjust for haul distance
|  | Small Tools, Water & Sundries | 2.5% of labour + plant |  |  |  | 0.50039 | Traditional allowance
|  | PRIME COST |  |  |  |  | 195.1777
|  | Contractor Overheads | 10% |  |  |  | 19.5178 | Editable allowance
|  | Contractor Profit | 10% |  |  |  | 21.4696 | Editable allowance
|  | RATE PER BOQ UNIT | nr |  |  |  | 236.1651 | Excluding VAT
Note | Quantities are standard estimating constants and must be adjusted for specification, method, location and supplier quotations.
DETAILED RATE ANALYSIS — EAST AFRICAN QS FORMAT
Module / Ref | MODULE 5 | 36.04 | [5 empty] | MODULE 5¦36.04
BOQ Item | Supply and install refrigerant pipework, including insulation and jointing
Unit | m | Pricing basis | Nairobi, Kenya — Sep 2026 | Currency | USD | VAT | Excluded
No. | Code | Resource Description | Category | Qty / BOQ Unit | Resource Unit | Rate (USD) | Amount (USD) | Remarks
1 | MAT-021 | PVC pipe, 110mm | Material | 1.05 | m | 3.4486 | 3.621 | East African productivity / consumption constant
2 | MAT-002 | Ancillary fittings, supports, fixings and connection materials | Material | 0.03 | item | 40.5719 | 1.2172 | East African productivity / consumption constant
3 | LAB-011 | Plumber | Labour | 0.35 | hr | 2.3184 | 0.81144 | East African productivity / consumption constant
4 | LAB-002 | General labourer | Labour | 0.15 | hr | 0.7728 | 0.11592 | East African productivity / consumption constant
5 | PLT-019 | Pipe threading/fusion equipment | Plant & Tools | 0.03 | day | 61.8238 | 1.8547 | East African productivity / consumption constant
6 | SUB-005 | Mechanical / HVAC installation | Subcontractor | 0 | item | 5795.9815 | 0 | Verify supplier/subcontract quotation
|  | Materials Total |  |  |  |  | 4.8382
|  | Labour Total |  |  |  |  | 0.92736
|  | Plant & Subcontract Total |  |  |  |  | 1.8547
|  | Direct Resource Cost |  |  |  |  | 7.6203
|  | Transport / Carriage | 5% of materials |  |  |  | 0.24191 | Adjust for haul distance
|  | Small Tools, Water & Sundries | 2.5% of labour + plant |  |  |  | 0.069552 | Traditional allowance
|  | PRIME COST |  |  |  |  | 7.9317
|  | Contractor Overheads | 10% |  |  |  | 0.79317 | Editable allowance
|  | Contractor Profit | 10% |  |  |  | 0.87249 | Editable allowance
|  | RATE PER BOQ UNIT | m |  |  |  | 9.5974 | Excluding VAT
Note | Quantities are standard estimating constants and must be adjusted for specification, method, location and supplier quotations.
DETAILED RATE ANALYSIS — EAST AFRICAN QS FORMAT
Module / Ref | MODULE 5 | 36.05 | [5 empty] | MODULE 5¦36.05
BOQ Item | Supply and install refrigerant branch controllers, valves and leak detection
Unit | nr | Pricing basis | Nairobi, Kenya — Sep 2026 | Currency | USD | VAT | Excluded
No. | Code | Resource Description | Category | Qty / BOQ Unit | Resource Unit | Rate (USD) | Amount (USD) | Remarks
1 | MAT-073 | Valve / control valve | Material | 1 | nr | 95.5178 | 95.5178 | East African productivity / consumption constant
2 | MAT-002 | Ancillary fittings, supports, fixings and connection materials | Material | 0.02 | item | 40.5719 | 0.81144 | East African productivity / consumption constant
3 | LAB-011 | Plumber | Labour | 1.5 | hr | 2.3184 | 3.4776 | East African productivity / consumption constant
4 | LAB-002 | General labourer | Labour | 0.5 | hr | 0.7728 | 0.3864 | East African productivity / consumption constant
5 | PLT-019 | Pipe threading/fusion equipment | Plant & Tools | 0.01 | day | 61.8238 | 0.61824 | East African productivity / consumption constant
6 | SUB-005 | Mechanical / HVAC installation | Subcontractor | 0 | item | 5795.9815 | 0 | Verify supplier/subcontract quotation
|  | Materials Total |  |  |  |  | 96.3292
|  | Labour Total |  |  |  |  | 3.864
|  | Plant & Subcontract Total |  |  |  |  | 0.61824
|  | Direct Resource Cost |  |  |  |  | 100.8114
|  | Transport / Carriage | 5% of materials |  |  |  | 4.8165 | Adjust for haul distance
|  | Small Tools, Water & Sundries | 2.5% of labour + plant |  |  |  | 0.11206 | Traditional allowance
|  | PRIME COST |  |  |  |  | 105.74
|  | Contractor Overheads | 10% |  |  |  | 10.574 | Editable allowance
|  | Contractor Profit | 10% |  |  |  | 11.6314 | Editable allowance
|  | RATE PER BOQ UNIT | nr |  |  |  | 127.9453 | Excluding VAT
Note | Quantities are standard estimating constants and must be adjusted for specification, method, location and supplier quotations.
DETAILED RATE ANALYSIS — EAST AFRICAN QS FORMAT
Module / Ref | MODULE 5 | 36.06 | [5 empty] | MODULE 5¦36.06
BOQ Item | Supply and install chilled-water buffer vessels and expansion equipment
Unit | nr | Pricing basis | Nairobi, Kenya — Sep 2026 | Currency | USD | VAT | Excluded
No. | Code | Resource Description | Category | Qty / BOQ Unit | Resource Unit | Rate (USD) | Amount (USD) | Remarks
1 | MAT-072 | Water/storage tank | Material | 1 | nr | 1989.9536 | 1989.9536 | East African productivity / consumption constant
2 | MAT-073 | Valve / control valve | Material | 3 | nr | 95.5178 | 286.5533 | East African productivity / consumption constant
3 | LAB-011 | Plumber | Labour | 8 | hr | 2.3184 | 18.5471 | East African productivity / consumption constant
4 | LAB-002 | General labourer | Labour | 4 | hr | 0.7728 | 3.0912 | East African productivity / consumption constant
5 | PLT-007 | Mobile crane, 25t | Plant & Tools | 0.08 | day | 1062.5966 | 85.0077 | East African productivity / consumption constant
6 | SUB-005 | Mechanical / HVAC installation | Subcontractor | 0.03 | item | 5795.9815 | 173.8794 | Verify supplier/subcontract quotation
|  | Materials Total |  |  |  |  | 2276.507
|  | Labour Total |  |  |  |  | 21.6383
|  | Plant & Subcontract Total |  |  |  |  | 258.8872
|  | Direct Resource Cost |  |  |  |  | 2557.0325
|  | Transport / Carriage | 5% of materials |  |  |  | 113.8253 | Adjust for haul distance
|  | Small Tools, Water & Sundries | 2.5% of labour + plant |  |  |  | 7.0131 | Traditional allowance
|  | PRIME COST |  |  |  |  | 2677.8709
|  | Contractor Overheads | 10% |  |  |  | 267.7871 | Editable allowance
|  | Contractor Profit | 10% |  |  |  | 294.5658 | Editable allowance
|  | RATE PER BOQ UNIT | nr |  |  |  | 3240.2238 | Excluding VAT
Note | Quantities are standard estimating constants and must be adjusted for specification, method, location and supplier quotations.
DETAILED RATE ANALYSIS — EAST AFRICAN QS FORMAT
Module / Ref | MODULE 5 | 36.07 | [5 empty] | MODULE 5¦36.07
BOQ Item | Supply and install chilled-water circulation pumps and pressurisation units
Unit | nr | Pricing basis | Nairobi, Kenya — Sep 2026 | Currency | USD | VAT | Excluded
No. | Code | Resource Description | Category | Qty / BOQ Unit | Resource Unit | Rate (USD) | Amount (USD) | Remarks
1 | MAT-071 | Pump set complete | Material | 1 | nr | 2785.9351 | 2785.9351 | East African productivity / consumption constant
2 | MAT-073 | Valve / control valve | Material | 2 | nr | 95.5178 | 191.0355 | East African productivity / consumption constant
3 | LAB-011 | Plumber | Labour | 8 | hr | 2.3184 | 18.5471 | East African productivity / consumption constant
4 | LAB-002 | General labourer | Labour | 3 | hr | 0.7728 | 2.3184 | East African productivity / consumption constant
5 | PLT-007 | Mobile crane, 25t | Plant & Tools | 0.05 | day | 1062.5966 | 53.1298 | East African productivity / consumption constant
6 | SUB-005 | Mechanical / HVAC installation | Subcontractor | 0.03 | item | 5795.9815 | 173.8794 | Verify supplier/subcontract quotation
|  | Materials Total |  |  |  |  | 2976.9706
|  | Labour Total |  |  |  |  | 20.8655
|  | Plant & Subcontract Total |  |  |  |  | 227.0093
|  | Direct Resource Cost |  |  |  |  | 3224.8454
|  | Transport / Carriage | 5% of materials |  |  |  | 148.8485 | Adjust for haul distance
|  | Small Tools, Water & Sundries | 2.5% of labour + plant |  |  |  | 6.1969 | Traditional allowance
|  | PRIME COST |  |  |  |  | 3379.8908
|  | Contractor Overheads | 10% |  |  |  | 337.9891 | Editable allowance
|  | Contractor Profit | 10% |  |  |  | 371.788 | Editable allowance
|  | RATE PER BOQ UNIT | nr |  |  |  | 4089.6679 | Excluding VAT
Note | Quantities are standard estimating constants and must be adjusted for specification, method, location and supplier quotations.
DETAILED RATE ANALYSIS — EAST AFRICAN QS FORMAT
Module / Ref | MODULE 5 | 36.08 | [5 empty] | MODULE 5¦36.08
BOQ Item | Supply and install computer-room or precision cooling units, including connections
Unit | nr | Pricing basis | Nairobi, Kenya — Sep 2026 | Currency | USD | VAT | Excluded
No. | Code | Resource Description | Category | Qty / BOQ Unit | Resource Unit | Rate (USD) | Amount (USD) | Remarks
1 | MAT-130 | Precision cooling unit | Material | 1 | nr | 7094.2813 | 7094.2813 | Specific East African resource constant
2 | MAT-073 | Valve / control valve | Material | 4 | nr | 95.5178 | 382.0711 | Specific East African resource constant
3 | LAB-017 | HVAC/refrigeration technician | Labour | 24 | hr | 2.898 | 69.5518 | Specific East African resource constant
4 | LAB-002 | General labourer | Labour | 8 | hr | 0.7728 | 6.1824 | Specific East African resource constant
5 | PLT-007 | Mobile crane, 25t | Plant & Tools | 0.08 | day | 1062.5966 | 85.0077 | Specific East African resource constant
6 | SUB-005 | Mechanical / HVAC installation | Subcontractor | 0.06 | item | 5795.9815 | 347.7589 | Verify local quotation / authority charge
|  | Materials Total |  |  |  |  | 7476.3524
|  | Labour Total |  |  |  |  | 75.7342
|  | Plant & Subcontract Total |  |  |  |  | 432.7666
|  | Direct Resource Cost |  |  |  |  | 7984.8532
|  | Transport / Carriage | 5% of materials |  |  |  | 373.8176 | Adjust for haul distance
|  | Small Tools, Water & Sundries | 2.5% of labour + plant |  |  |  | 12.7125 | Traditional allowance
|  | PRIME COST |  |  |  |  | 8371.3833
|  | Contractor Overheads | 10% |  |  |  | 837.1383 | Editable allowance
|  | Contractor Profit | 10% |  |  |  | 920.8522 | Editable allowance
|  | RATE PER BOQ UNIT | nr |  |  |  | 10129.3738 | Excluding VAT
Note | Quantities are standard estimating constants and must be adjusted for specification, method, location and supplier quotations.
DETAILED RATE ANALYSIS — EAST AFRICAN QS FORMAT
Module / Ref | MODULE 5 | 36.09 | [5 empty] | MODULE 5¦36.09
BOQ Item | Supply and install free-cooling and heat-rejection ancillaries
Unit | nr | Pricing basis | Nairobi, Kenya — Sep 2026 | Currency | USD | VAT | Excluded
No. | Code | Resource Description | Category | Qty / BOQ Unit | Resource Unit | Rate (USD) | Amount (USD) | Remarks
1 | MAT-073 | Valve / control valve | Material | 1 | nr | 95.5178 | 95.5178 | Discipline-specific East African resource allowance
2 | MAT-128 | Dosing pot / dirt separator / filter | Material | 0.25 | nr | 676.5842 | 169.1461 | Discipline-specific East African resource allowance
3 | LAB-017 | HVAC/refrigeration technician | Labour | 2 | hr | 2.898 | 5.796 | Discipline-specific East African resource allowance
4 | LAB-002 | General labourer | Labour | 0.5 | hr | 0.7728 | 0.3864 | Discipline-specific East African resource allowance
5 | PLT-019 | Pipe threading/fusion equipment | Plant & Tools | 0.05 | day | 61.8238 | 3.0912 | Discipline-specific East African resource allowance
6 | SUB-005 | Mechanical / HVAC installation | Subcontractor | 0.005 | item | 5795.9815 | 28.9799 | Discipline provisional allowance — verify quotation
|  | Materials Total |  |  |  |  | 264.6638
|  | Labour Total |  |  |  |  | 6.1824
|  | Plant & Subcontract Total |  |  |  |  | 32.0711
|  | Direct Resource Cost |  |  |  |  | 302.9173
|  | Transport / Carriage | 5% of materials |  |  |  | 13.2332 | Adjust for haul distance
|  | Small Tools, Water & Sundries | 2.5% of labour + plant |  |  |  | 0.95634 | Traditional allowance
|  | PRIME COST |  |  |  |  | 317.1068
|  | Contractor Overheads | 10% |  |  |  | 31.7107 | Editable allowance
|  | Contractor Profit | 10% |  |  |  | 34.8818 | Editable allowance
|  | RATE PER BOQ UNIT | nr |  |  |  | 383.6993 | Excluding VAT
Note | Quantities are standard estimating constants and must be adjusted for specification, method, location and supplier quotations.
DETAILED RATE ANALYSIS — EAST AFRICAN QS FORMAT
Module / Ref | MODULE 5 | 36.1 | [5 empty] | MODULE 5¦36.1
BOQ Item | Carry out commissioning and F-Gas testing of refrigeration plant
Unit | nr | Pricing basis | Nairobi, Kenya — Sep 2026 | Currency | USD | VAT | Excluded
No. | Code | Resource Description | Category | Qty / BOQ Unit | Resource Unit | Rate (USD) | Amount (USD) | Remarks
1 | MAT-113 | Survey monitoring instrument/target | Material | 0.2 | nr | 119.3972 | 23.8794 | Specific East African resource constant
2 | MAT-002 | Ancillary fittings, supports, fixings and connection materials | Material | 0 | item | 40.5719 | 0 | Specific East African resource constant
3 | LAB-017 | HVAC/refrigeration technician | Labour | 8 | hr | 2.898 | 23.1839 | Specific East African resource constant
4 | LAB-002 | General labourer | Labour | 2 | hr | 0.7728 | 1.5456 | Specific East African resource constant
5 | PLT-018 | Electrical/ICT test instruments | Plant & Tools | 0.25 | day | 38.6399 | 9.66 | Specific East African resource constant
6 | SUB-009 | Testing & commissioning | Subcontractor | 0.05 | item | 579.5981 | 28.9799 | Verify local quotation / authority charge
|  | Materials Total |  |  |  |  | 23.8794
|  | Labour Total |  |  |  |  | 24.7295
|  | Plant & Subcontract Total |  |  |  |  | 38.6399
|  | Direct Resource Cost |  |  |  |  | 87.2488
|  | Transport / Carriage | 5% of materials |  |  |  | 1.194 | Adjust for haul distance
|  | Small Tools, Water & Sundries | 2.5% of labour + plant |  |  |  | 1.5842 | Traditional allowance
|  | PRIME COST |  |  |  |  | 90.027
|  | Contractor Overheads | 10% |  |  |  | 9.0027 | Editable allowance
|  | Contractor Profit | 10% |  |  |  | 9.903 | Editable allowance
|  | RATE PER BOQ UNIT | nr |  |  |  | 108.9327 | Excluding VAT
Note | Quantities are standard estimating constants and must be adjusted for specification, method, location and supplier quotations.
DETAILED RATE ANALYSIS — EAST AFRICAN QS FORMAT
Module / Ref | MODULE 5 | 37.01 | [5 empty] | MODULE 5¦37.01
BOQ Item | Supply and install air-handling unit, including fans, coils, filters and dampers
Unit | nr | Pricing basis | Nairobi, Kenya — Sep 2026 | Currency | USD | VAT | Excluded
No. | Code | Resource Description | Category | Qty / BOQ Unit | Resource Unit | Rate (USD) | Amount (USD) | Remarks
1 | MAT-069 | Air-handling unit | Material | 1 | nr | 7094.2813 | 7094.2813 | East African productivity / consumption constant
2 | MAT-073 | Valve / control valve | Material | 4 | nr | 95.5178 | 382.0711 | East African productivity / consumption constant
3 | LAB-017 | HVAC/refrigeration technician | Labour | 24 | hr | 2.898 | 69.5518 | East African productivity / consumption constant
4 | LAB-002 | General labourer | Labour | 8 | hr | 0.7728 | 6.1824 | East African productivity / consumption constant
5 | PLT-007 | Mobile crane, 25t | Plant & Tools | 0.1 | day | 1062.5966 | 106.2597 | East African productivity / consumption constant
6 | SUB-005 | Mechanical / HVAC installation | Subcontractor | 0.08 | item | 5795.9815 | 463.6785 | Verify supplier/subcontract quotation
|  | Materials Total |  |  |  |  | 7476.3524
|  | Labour Total |  |  |  |  | 75.7342
|  | Plant & Subcontract Total |  |  |  |  | 569.9382
|  | Direct Resource Cost |  |  |  |  | 8122.0247
|  | Transport / Carriage | 5% of materials |  |  |  | 373.8176 | Adjust for haul distance
|  | Small Tools, Water & Sundries | 2.5% of labour + plant |  |  |  | 16.1418 | Traditional allowance
|  | PRIME COST |  |  |  |  | 8511.9842
|  | Contractor Overheads | 10% |  |  |  | 851.1984 | Editable allowance
|  | Contractor Profit | 10% |  |  |  | 936.3183 | Editable allowance
|  | RATE PER BOQ UNIT | nr |  |  |  | 10299.5008 | Excluding VAT
Note | Quantities are standard estimating constants and must be adjusted for specification, method, location and supplier quotations.
DETAILED RATE ANALYSIS — EAST AFRICAN QS FORMAT
Module / Ref | MODULE 5 | 37.02 | [5 empty] | MODULE 5¦37.02
BOQ Item | Supply and install heat-recovery ventilation unit (MVHR), including connections
Unit | nr | Pricing basis | Nairobi, Kenya — Sep 2026 | Currency | USD | VAT | Excluded
No. | Code | Resource Description | Category | Qty / BOQ Unit | Resource Unit | Rate (USD) | Amount (USD) | Remarks
1 | MAT-073 | Valve / control valve | Material | 1 | nr | 95.5178 | 95.5178 | Discipline-specific East African resource allowance
2 | MAT-128 | Dosing pot / dirt separator / filter | Material | 0.25 | nr | 676.5842 | 169.1461 | Discipline-specific East African resource allowance
3 | LAB-017 | HVAC/refrigeration technician | Labour | 2 | hr | 2.898 | 5.796 | Discipline-specific East African resource allowance
4 | LAB-002 | General labourer | Labour | 0.5 | hr | 0.7728 | 0.3864 | Discipline-specific East African resource allowance
5 | PLT-019 | Pipe threading/fusion equipment | Plant & Tools | 0.05 | day | 61.8238 | 3.0912 | Discipline-specific East African resource allowance
6 | SUB-005 | Mechanical / HVAC installation | Subcontractor | 0.005 | item | 5795.9815 | 28.9799 | Discipline provisional allowance — verify quotation
|  | Materials Total |  |  |  |  | 264.6638
|  | Labour Total |  |  |  |  | 6.1824
|  | Plant & Subcontract Total |  |  |  |  | 32.0711
|  | Direct Resource Cost |  |  |  |  | 302.9173
|  | Transport / Carriage | 5% of materials |  |  |  | 13.2332 | Adjust for haul distance
|  | Small Tools, Water & Sundries | 2.5% of labour + plant |  |  |  | 0.95634 | Traditional allowance
|  | PRIME COST |  |  |  |  | 317.1068
|  | Contractor Overheads | 10% |  |  |  | 31.7107 | Editable allowance
|  | Contractor Profit | 10% |  |  |  | 34.8818 | Editable allowance
|  | RATE PER BOQ UNIT | nr |  |  |  | 383.6993 | Excluding VAT
Note | Quantities are standard estimating constants and must be adjusted for specification, method, location and supplier quotations.
DETAILED RATE ANALYSIS — EAST AFRICAN QS FORMAT
Module / Ref | MODULE 5 | 37.03 | [5 empty] | MODULE 5¦37.03
BOQ Item | Supply and install supply, extract and toilet-extract fans
Unit | nr | Pricing basis | Nairobi, Kenya — Sep 2026 | Currency | USD | VAT | Excluded
No. | Code | Resource Description | Category | Qty / BOQ Unit | Resource Unit | Rate (USD) | Amount (USD) | Remarks
1 | MAT-026 | WC suite (sanitaryware) | Material | 1 | nr | 202.8594 | 202.8594 | East African productivity / consumption constant
2 | MAT-073 | Valve / control valve | Material | 1 | nr | 95.5178 | 95.5178 | East African productivity / consumption constant
3 | LAB-011 | Plumber | Labour | 3 | hr | 2.3184 | 6.9552 | East African productivity / consumption constant
4 | LAB-002 | General labourer | Labour | 1 | hr | 0.7728 | 0.7728 | East African productivity / consumption constant
5 | PLT-019 | Pipe threading/fusion equipment | Plant & Tools | 0.03 | day | 61.8238 | 1.8547 | East African productivity / consumption constant
6 | SUB-005 | Mechanical / HVAC installation | Subcontractor | 0.01 | item | 5795.9815 | 57.9598 | Verify supplier/subcontract quotation
|  | Materials Total |  |  |  |  | 298.3771
|  | Labour Total |  |  |  |  | 7.728
|  | Plant & Subcontract Total |  |  |  |  | 59.8145
|  | Direct Resource Cost |  |  |  |  | 365.9196
|  | Transport / Carriage | 5% of materials |  |  |  | 14.9189 | Adjust for haul distance
|  | Small Tools, Water & Sundries | 2.5% of labour + plant |  |  |  | 1.6886 | Traditional allowance
|  | PRIME COST |  |  |  |  | 382.527
|  | Contractor Overheads | 10% |  |  |  | 38.2527 | Editable allowance
|  | Contractor Profit | 10% |  |  |  | 42.078 | Editable allowance
|  | RATE PER BOQ UNIT | nr |  |  |  | 462.8577 | Excluding VAT
Note | Quantities are standard estimating constants and must be adjusted for specification, method, location and supplier quotations.
DETAILED RATE ANALYSIS — EAST AFRICAN QS FORMAT
Module / Ref | MODULE 5 | 37.04 | [5 empty] | MODULE 5¦37.04
BOQ Item | Supply and install kitchen extract canopy, fan and grease-filtration
Unit | nr | Pricing basis | Nairobi, Kenya — Sep 2026 | Currency | USD | VAT | Excluded
No. | Code | Resource Description | Category | Qty / BOQ Unit | Resource Unit | Rate (USD) | Amount (USD) | Remarks
1 | MAT-070 | Ventilation / extract fan | Material | 1 | nr | 397.9907 | 397.9907 | East African productivity / consumption constant
2 | MAT-002 | Ancillary fittings, supports, fixings and connection materials | Material | 0.2 | item | 40.5719 | 8.1144 | East African productivity / consumption constant
3 | LAB-017 | HVAC/refrigeration technician | Labour | 6 | hr | 2.898 | 17.3879 | East African productivity / consumption constant
4 | LAB-002 | General labourer | Labour | 2 | hr | 0.7728 | 1.5456 | East African productivity / consumption constant
5 | PLT-020 | Scissor lift / MEWP | Plant & Tools | 0.03 | day | 154.5595 | 4.6368 | East African productivity / consumption constant
6 | SUB-005 | Mechanical / HVAC installation | Subcontractor | 0.02 | item | 5795.9815 | 115.9196 | Verify supplier/subcontract quotation
|  | Materials Total |  |  |  |  | 406.1051
|  | Labour Total |  |  |  |  | 18.9335
|  | Plant & Subcontract Total |  |  |  |  | 120.5564
|  | Direct Resource Cost |  |  |  |  | 545.5951
|  | Transport / Carriage | 5% of materials |  |  |  | 20.3053 | Adjust for haul distance
|  | Small Tools, Water & Sundries | 2.5% of labour + plant |  |  |  | 3.4872 | Traditional allowance
|  | PRIME COST |  |  |  |  | 569.3876
|  | Contractor Overheads | 10% |  |  |  | 56.9388 | Editable allowance
|  | Contractor Profit | 10% |  |  |  | 62.6326 | Editable allowance
|  | RATE PER BOQ UNIT | nr |  |  |  | 688.9589 | Excluding VAT
Note | Quantities are standard estimating constants and must be adjusted for specification, method, location and supplier quotations.
DETAILED RATE ANALYSIS — EAST AFRICAN QS FORMAT
Module / Ref | MODULE 5 | 37.05 | [5 empty] | MODULE 5¦37.05
BOQ Item | Supply and install smoke-extract and car-park ventilation fans
Unit | nr | Pricing basis | Nairobi, Kenya — Sep 2026 | Currency | USD | VAT | Excluded
No. | Code | Resource Description | Category | Qty / BOQ Unit | Resource Unit | Rate (USD) | Amount (USD) | Remarks
1 | MAT-070 | Ventilation / extract fan | Material | 1 | nr | 397.9907 | 397.9907 | East African productivity / consumption constant
2 | MAT-002 | Ancillary fittings, supports, fixings and connection materials | Material | 0.2 | item | 40.5719 | 8.1144 | East African productivity / consumption constant
3 | LAB-017 | HVAC/refrigeration technician | Labour | 6 | hr | 2.898 | 17.3879 | East African productivity / consumption constant
4 | LAB-002 | General labourer | Labour | 2 | hr | 0.7728 | 1.5456 | East African productivity / consumption constant
5 | PLT-020 | Scissor lift / MEWP | Plant & Tools | 0.03 | day | 154.5595 | 4.6368 | East African productivity / consumption constant
6 | SUB-005 | Mechanical / HVAC installation | Subcontractor | 0.02 | item | 5795.9815 | 115.9196 | Verify supplier/subcontract quotation
|  | Materials Total |  |  |  |  | 406.1051
|  | Labour Total |  |  |  |  | 18.9335
|  | Plant & Subcontract Total |  |  |  |  | 120.5564
|  | Direct Resource Cost |  |  |  |  | 545.5951
|  | Transport / Carriage | 5% of materials |  |  |  | 20.3053 | Adjust for haul distance
|  | Small Tools, Water & Sundries | 2.5% of labour + plant |  |  |  | 3.4872 | Traditional allowance
|  | PRIME COST |  |  |  |  | 569.3876
|  | Contractor Overheads | 10% |  |  |  | 56.9388 | Editable allowance
|  | Contractor Profit | 10% |  |  |  | 62.6326 | Editable allowance
|  | RATE PER BOQ UNIT | nr |  |  |  | 688.9589 | Excluding VAT
Note | Quantities are standard estimating constants and must be adjusted for specification, method, location and supplier quotations.
DETAILED RATE ANALYSIS — EAST AFRICAN QS FORMAT
Module / Ref | MODULE 5 | 37.06 | [5 empty] | MODULE 5¦37.06
BOQ Item | Supply and install fan-coil ventilation and destratification fans
Unit | nr | Pricing basis | Nairobi, Kenya — Sep 2026 | Currency | USD | VAT | Excluded
No. | Code | Resource Description | Category | Qty / BOQ Unit | Resource Unit | Rate (USD) | Amount (USD) | Remarks
1 | MAT-070 | Ventilation / extract fan | Material | 1 | nr | 397.9907 | 397.9907 | East African productivity / consumption constant
2 | MAT-002 | Ancillary fittings, supports, fixings and connection materials | Material | 0.2 | item | 40.5719 | 8.1144 | East African productivity / consumption constant
3 | LAB-017 | HVAC/refrigeration technician | Labour | 6 | hr | 2.898 | 17.3879 | East African productivity / consumption constant
4 | LAB-002 | General labourer | Labour | 2 | hr | 0.7728 | 1.5456 | East African productivity / consumption constant
5 | PLT-020 | Scissor lift / MEWP | Plant & Tools | 0.03 | day | 154.5595 | 4.6368 | East African productivity / consumption constant
6 | SUB-005 | Mechanical / HVAC installation | Subcontractor | 0.02 | item | 5795.9815 | 115.9196 | Verify supplier/subcontract quotation
|  | Materials Total |  |  |  |  | 406.1051
|  | Labour Total |  |  |  |  | 18.9335
|  | Plant & Subcontract Total |  |  |  |  | 120.5564
|  | Direct Resource Cost |  |  |  |  | 545.5951
|  | Transport / Carriage | 5% of materials |  |  |  | 20.3053 | Adjust for haul distance
|  | Small Tools, Water & Sundries | 2.5% of labour + plant |  |  |  | 3.4872 | Traditional allowance
|  | PRIME COST |  |  |  |  | 569.3876
|  | Contractor Overheads | 10% |  |  |  | 56.9388 | Editable allowance
|  | Contractor Profit | 10% |  |  |  | 62.6326 | Editable allowance
|  | RATE PER BOQ UNIT | nr |  |  |  | 688.9589 | Excluding VAT
Note | Quantities are standard estimating constants and must be adjusted for specification, method, location and supplier quotations.
DETAILED RATE ANALYSIS — EAST AFRICAN QS FORMAT
Module / Ref | MODULE 5 | 37.07 | [5 empty] | MODULE 5¦37.07
BOQ Item | Supply and install air-curtain units, including controls
Unit | nr | Pricing basis | Nairobi, Kenya — Sep 2026 | Currency | USD | VAT | Excluded
No. | Code | Resource Description | Category | Qty / BOQ Unit | Resource Unit | Rate (USD) | Amount (USD) | Remarks
1 | MAT-098 | Curtain system complete | Material | 1 | nr | 202.8594 | 202.8594 | East African productivity / consumption constant
2 | MAT-002 | Ancillary fittings, supports, fixings and connection materials | Material | 0.1 | item | 40.5719 | 4.0572 | East African productivity / consumption constant
3 | LAB-005 | Carpenter / joiner | Labour | 1.5 | hr | 1.7388 | 2.6082 | East African productivity / consumption constant
4 | LAB-002 | General labourer | Labour | 0.5 | hr | 0.7728 | 0.3864 | East African productivity / consumption constant
5 | PLT-016 | Small tools & consumables (allowance) | Plant & Tools | 0.05 | hr | 0.5796 | 0.02898 | East African productivity / consumption constant
6 | SUB-019 | Interior styling and decoration | Subcontractor | 0.01 | item | 1931.9938 | 19.3199 | Verify supplier/subcontract quotation
|  | Materials Total |  |  |  |  | 206.9165
|  | Labour Total |  |  |  |  | 2.9946
|  | Plant & Subcontract Total |  |  |  |  | 19.3489
|  | Direct Resource Cost |  |  |  |  | 229.26
|  | Transport / Carriage | 5% of materials |  |  |  | 10.3458 | Adjust for haul distance
|  | Small Tools, Water & Sundries | 2.5% of labour + plant |  |  |  | 0.55859 | Traditional allowance
|  | PRIME COST |  |  |  |  | 240.1645
|  | Contractor Overheads | 10% |  |  |  | 24.0164 | Editable allowance
|  | Contractor Profit | 10% |  |  |  | 26.4181 | Editable allowance
|  | RATE PER BOQ UNIT | nr |  |  |  | 290.599 | Excluding VAT
Note | Quantities are standard estimating constants and must be adjusted for specification, method, location and supplier quotations.
DETAILED RATE ANALYSIS — EAST AFRICAN QS FORMAT
Module / Ref | MODULE 5 | 37.08 | [5 empty] | MODULE 5¦37.08
BOQ Item | Supply and install attenuators, filters and ancillary plant items
Unit | nr | Pricing basis | Nairobi, Kenya — Sep 2026 | Currency | USD | VAT | Excluded
No. | Code | Resource Description | Category | Qty / BOQ Unit | Resource Unit | Rate (USD) | Amount (USD) | Remarks
1 | MAT-073 | Valve / control valve | Material | 1 | nr | 95.5178 | 95.5178 | Discipline-specific East African resource allowance
2 | MAT-128 | Dosing pot / dirt separator / filter | Material | 0.25 | nr | 676.5842 | 169.1461 | Discipline-specific East African resource allowance
3 | LAB-017 | HVAC/refrigeration technician | Labour | 2 | hr | 2.898 | 5.796 | Discipline-specific East African resource allowance
4 | LAB-002 | General labourer | Labour | 0.5 | hr | 0.7728 | 0.3864 | Discipline-specific East African resource allowance
5 | PLT-019 | Pipe threading/fusion equipment | Plant & Tools | 0.05 | day | 61.8238 | 3.0912 | Discipline-specific East African resource allowance
6 | SUB-005 | Mechanical / HVAC installation | Subcontractor | 0.005 | item | 5795.9815 | 28.9799 | Discipline provisional allowance — verify quotation
|  | Materials Total |  |  |  |  | 264.6638
|  | Labour Total |  |  |  |  | 6.1824
|  | Plant & Subcontract Total |  |  |  |  | 32.0711
|  | Direct Resource Cost |  |  |  |  | 302.9173
|  | Transport / Carriage | 5% of materials |  |  |  | 13.2332 | Adjust for haul distance
|  | Small Tools, Water & Sundries | 2.5% of labour + plant |  |  |  | 0.95634 | Traditional allowance
|  | PRIME COST |  |  |  |  | 317.1068
|  | Contractor Overheads | 10% |  |  |  | 31.7107 | Editable allowance
|  | Contractor Profit | 10% |  |  |  | 34.8818 | Editable allowance
|  | RATE PER BOQ UNIT | nr |  |  |  | 383.6993 | Excluding VAT
Note | Quantities are standard estimating constants and must be adjusted for specification, method, location and supplier quotations.
DETAILED RATE ANALYSIS — EAST AFRICAN QS FORMAT
Module / Ref | MODULE 5 | 37.09 | [5 empty] | MODULE 5¦37.09
BOQ Item | Supply and install anti-vibration mounts, inertia bases and flexible connections
Unit | nr | Pricing basis | Nairobi, Kenya — Sep 2026 | Currency | USD | VAT | Excluded
No. | Code | Resource Description | Category | Qty / BOQ Unit | Resource Unit | Rate (USD) | Amount (USD) | Remarks
1 | MAT-073 | Valve / control valve | Material | 1 | nr | 95.5178 | 95.5178 | Discipline-specific East African resource allowance
2 | MAT-128 | Dosing pot / dirt separator / filter | Material | 0.25 | nr | 676.5842 | 169.1461 | Discipline-specific East African resource allowance
3 | LAB-017 | HVAC/refrigeration technician | Labour | 2 | hr | 2.898 | 5.796 | Discipline-specific East African resource allowance
4 | LAB-002 | General labourer | Labour | 0.5 | hr | 0.7728 | 0.3864 | Discipline-specific East African resource allowance
5 | PLT-019 | Pipe threading/fusion equipment | Plant & Tools | 0.05 | day | 61.8238 | 3.0912 | Discipline-specific East African resource allowance
6 | SUB-005 | Mechanical / HVAC installation | Subcontractor | 0.005 | item | 5795.9815 | 28.9799 | Discipline provisional allowance — verify quotation
|  | Materials Total |  |  |  |  | 264.6638
|  | Labour Total |  |  |  |  | 6.1824
|  | Plant & Subcontract Total |  |  |  |  | 32.0711
|  | Direct Resource Cost |  |  |  |  | 302.9173
|  | Transport / Carriage | 5% of materials |  |  |  | 13.2332 | Adjust for haul distance
|  | Small Tools, Water & Sundries | 2.5% of labour + plant |  |  |  | 0.95634 | Traditional allowance
|  | PRIME COST |  |  |  |  | 317.1068
|  | Contractor Overheads | 10% |  |  |  | 31.7107 | Editable allowance
|  | Contractor Profit | 10% |  |  |  | 34.8818 | Editable allowance
|  | RATE PER BOQ UNIT | nr |  |  |  | 383.6993 | Excluding VAT
Note | Quantities are standard estimating constants and must be adjusted for specification, method, location and supplier quotations.
DETAILED RATE ANALYSIS — EAST AFRICAN QS FORMAT
Module / Ref | MODULE 5 | 37.1 | [5 empty] | MODULE 5¦37.1
BOQ Item | Carry out commissioning and airflow testing of ventilation plant
Unit | nr | Pricing basis | Nairobi, Kenya — Sep 2026 | Currency | USD | VAT | Excluded
No. | Code | Resource Description | Category | Qty / BOQ Unit | Resource Unit | Rate (USD) | Amount (USD) | Remarks
1 | MAT-113 | Survey monitoring instrument/target | Material | 0.2 | nr | 119.3972 | 23.8794 | Specific East African resource constant
2 | MAT-002 | Ancillary fittings, supports, fixings and connection materials | Material | 0 | item | 40.5719 | 0 | Specific East African resource constant
3 | LAB-017 | HVAC/refrigeration technician | Labour | 8 | hr | 2.898 | 23.1839 | Specific East African resource constant
4 | LAB-002 | General labourer | Labour | 2 | hr | 0.7728 | 1.5456 | Specific East African resource constant
5 | PLT-018 | Electrical/ICT test instruments | Plant & Tools | 0.25 | day | 38.6399 | 9.66 | Specific East African resource constant
6 | SUB-009 | Testing & commissioning | Subcontractor | 0.05 | item | 579.5981 | 28.9799 | Verify local quotation / authority charge
|  | Materials Total |  |  |  |  | 23.8794
|  | Labour Total |  |  |  |  | 24.7295
|  | Plant & Subcontract Total |  |  |  |  | 38.6399
|  | Direct Resource Cost |  |  |  |  | 87.2488
|  | Transport / Carriage | 5% of materials |  |  |  | 1.194 | Adjust for haul distance
|  | Small Tools, Water & Sundries | 2.5% of labour + plant |  |  |  | 1.5842 | Traditional allowance
|  | PRIME COST |  |  |  |  | 90.027
|  | Contractor Overheads | 10% |  |  |  | 9.0027 | Editable allowance
|  | Contractor Profit | 10% |  |  |  | 9.903 | Editable allowance
|  | RATE PER BOQ UNIT | nr |  |  |  | 108.9327 | Excluding VAT
Note | Quantities are standard estimating constants and must be adjusted for specification, method, location and supplier quotations.
DETAILED RATE ANALYSIS — EAST AFRICAN QS FORMAT
Module / Ref | MODULE 5 | 38.01 | [5 empty] | MODULE 5¦38.01
BOQ Item | Supply and install rectangular galvanised-steel ductwork, including fittings and supports
Unit | m² | Pricing basis | Nairobi, Kenya — Sep 2026 | Currency | USD | VAT | Excluded
No. | Code | Resource Description | Category | Qty / BOQ Unit | Resource Unit | Rate (USD) | Amount (USD) | Remarks
1 | MAT-051 | Galvanised sheet-metal ductwork | Material | 1.05 | m² | 36.5147 | 38.3404 | East African productivity / consumption constant
2 | MAT-052 | Duct/pipe insulation | Material | 1.05 | m² | 12.5193 | 13.1453 | East African productivity / consumption constant
3 | LAB-017 | HVAC/refrigeration technician | Labour | 0.6 | hr | 2.898 | 1.7388 | East African productivity / consumption constant
4 | LAB-002 | General labourer | Labour | 0.25 | hr | 0.7728 | 0.1932 | East African productivity / consumption constant
5 | PLT-020 | Scissor lift / MEWP | Plant & Tools | 0.01 | day | 154.5595 | 1.5456 | East African productivity / consumption constant
6 | SUB-005 | Mechanical / HVAC installation | Subcontractor | 0 | item | 5795.9815 | 0 | Verify supplier/subcontract quotation
|  | Materials Total |  |  |  |  | 51.4857
|  | Labour Total |  |  |  |  | 1.932
|  | Plant & Subcontract Total |  |  |  |  | 1.5456
|  | Direct Resource Cost |  |  |  |  | 54.9633
|  | Transport / Carriage | 5% of materials |  |  |  | 2.5743 | Adjust for haul distance
|  | Small Tools, Water & Sundries | 2.5% of labour + plant |  |  |  | 0.08694 | Traditional allowance
|  | PRIME COST |  |  |  |  | 57.6245
|  | Contractor Overheads | 10% |  |  |  | 5.7625 | Editable allowance
|  | Contractor Profit | 10% |  |  |  | 6.3387 | Editable allowance
|  | RATE PER BOQ UNIT | m² |  |  |  | 69.7257 | Excluding VAT
Note | Quantities are standard estimating constants and must be adjusted for specification, method, location and supplier quotations.
DETAILED RATE ANALYSIS — EAST AFRICAN QS FORMAT
Module / Ref | MODULE 5 | 38.02 | [5 empty] | MODULE 5¦38.02
BOQ Item | Supply and install circular or spiral ductwork, including fittings and supports
Unit | m | Pricing basis | Nairobi, Kenya — Sep 2026 | Currency | USD | VAT | Excluded
No. | Code | Resource Description | Category | Qty / BOQ Unit | Resource Unit | Rate (USD) | Amount (USD) | Remarks
1 | MAT-051 | Galvanised sheet-metal ductwork | Material | 0.8 | m² | 36.5147 | 29.2117 | East African productivity / consumption constant
2 | MAT-052 | Duct/pipe insulation | Material | 0.8 | m² | 12.5193 | 10.0155 | East African productivity / consumption constant
3 | LAB-017 | HVAC/refrigeration technician | Labour | 0.4 | hr | 2.898 | 1.1592 | East African productivity / consumption constant
4 | LAB-002 | General labourer | Labour | 0.2 | hr | 0.7728 | 0.15456 | East African productivity / consumption constant
5 | PLT-020 | Scissor lift / MEWP | Plant & Tools | 0.01 | day | 154.5595 | 1.5456 | East African productivity / consumption constant
6 | SUB-005 | Mechanical / HVAC installation | Subcontractor | 0 | item | 5795.9815 | 0 | Verify supplier/subcontract quotation
|  | Materials Total |  |  |  |  | 39.2272
|  | Labour Total |  |  |  |  | 1.3138
|  | Plant & Subcontract Total |  |  |  |  | 1.5456
|  | Direct Resource Cost |  |  |  |  | 42.0866
|  | Transport / Carriage | 5% of materials |  |  |  | 1.9614 | Adjust for haul distance
|  | Small Tools, Water & Sundries | 2.5% of labour + plant |  |  |  | 0.071484 | Traditional allowance
|  | PRIME COST |  |  |  |  | 44.1194
|  | Contractor Overheads | 10% |  |  |  | 4.4119 | Editable allowance
|  | Contractor Profit | 10% |  |  |  | 4.8531 | Editable allowance
|  | RATE PER BOQ UNIT | m |  |  |  | 53.3845 | Excluding VAT
Note | Quantities are standard estimating constants and must be adjusted for specification, method, location and supplier quotations.
DETAILED RATE ANALYSIS — EAST AFRICAN QS FORMAT
Module / Ref | MODULE 5 | 38.03 | [5 empty] | MODULE 5¦38.03
BOQ Item | Supply and install flexible ductwork connections to terminals
Unit | m | Pricing basis | Nairobi, Kenya — Sep 2026 | Currency | USD | VAT | Excluded
No. | Code | Resource Description | Category | Qty / BOQ Unit | Resource Unit | Rate (USD) | Amount (USD) | Remarks
1 | MAT-051 | Galvanised sheet-metal ductwork | Material | 0.8 | m² | 36.5147 | 29.2117 | East African productivity / consumption constant
2 | MAT-052 | Duct/pipe insulation | Material | 0.8 | m² | 12.5193 | 10.0155 | East African productivity / consumption constant
3 | LAB-017 | HVAC/refrigeration technician | Labour | 0.4 | hr | 2.898 | 1.1592 | East African productivity / consumption constant
4 | LAB-002 | General labourer | Labour | 0.2 | hr | 0.7728 | 0.15456 | East African productivity / consumption constant
5 | PLT-020 | Scissor lift / MEWP | Plant & Tools | 0.01 | day | 154.5595 | 1.5456 | East African productivity / consumption constant
6 | SUB-005 | Mechanical / HVAC installation | Subcontractor | 0 | item | 5795.9815 | 0 | Verify supplier/subcontract quotation
|  | Materials Total |  |  |  |  | 39.2272
|  | Labour Total |  |  |  |  | 1.3138
|  | Plant & Subcontract Total |  |  |  |  | 1.5456
|  | Direct Resource Cost |  |  |  |  | 42.0866
|  | Transport / Carriage | 5% of materials |  |  |  | 1.9614 | Adjust for haul distance
|  | Small Tools, Water & Sundries | 2.5% of labour + plant |  |  |  | 0.071484 | Traditional allowance
|  | PRIME COST |  |  |  |  | 44.1194
|  | Contractor Overheads | 10% |  |  |  | 4.4119 | Editable allowance
|  | Contractor Profit | 10% |  |  |  | 4.8531 | Editable allowance
|  | RATE PER BOQ UNIT | m |  |  |  | 53.3845 | Excluding VAT
Note | Quantities are standard estimating constants and must be adjusted for specification, method, location and supplier quotations.
DETAILED RATE ANALYSIS — EAST AFRICAN QS FORMAT
Module / Ref | MODULE 5 | 38.04 | [5 empty] | MODULE 5¦38.04
BOQ Item | Supply and install fire-rated and smoke-extract ductwork, including supports
Unit | m² | Pricing basis | Nairobi, Kenya — Sep 2026 | Currency | USD | VAT | Excluded
No. | Code | Resource Description | Category | Qty / BOQ Unit | Resource Unit | Rate (USD) | Amount (USD) | Remarks
1 | MAT-051 | Galvanised sheet-metal ductwork | Material | 1.05 | m² | 36.5147 | 38.3404 | East African productivity / consumption constant
2 | MAT-052 | Duct/pipe insulation | Material | 1.05 | m² | 12.5193 | 13.1453 | East African productivity / consumption constant
3 | LAB-017 | HVAC/refrigeration technician | Labour | 0.6 | hr | 2.898 | 1.7388 | East African productivity / consumption constant
4 | LAB-002 | General labourer | Labour | 0.25 | hr | 0.7728 | 0.1932 | East African productivity / consumption constant
5 | PLT-020 | Scissor lift / MEWP | Plant & Tools | 0.01 | day | 154.5595 | 1.5456 | East African productivity / consumption constant
6 | SUB-005 | Mechanical / HVAC installation | Subcontractor | 0 | item | 5795.9815 | 0 | Verify supplier/subcontract quotation
|  | Materials Total |  |  |  |  | 51.4857
|  | Labour Total |  |  |  |  | 1.932
|  | Plant & Subcontract Total |  |  |  |  | 1.5456
|  | Direct Resource Cost |  |  |  |  | 54.9633
|  | Transport / Carriage | 5% of materials |  |  |  | 2.5743 | Adjust for haul distance
|  | Small Tools, Water & Sundries | 2.5% of labour + plant |  |  |  | 0.08694 | Traditional allowance
|  | PRIME COST |  |  |  |  | 57.6245
|  | Contractor Overheads | 10% |  |  |  | 5.7625 | Editable allowance
|  | Contractor Profit | 10% |  |  |  | 6.3387 | Editable allowance
|  | RATE PER BOQ UNIT | m² |  |  |  | 69.7257 | Excluding VAT
Note | Quantities are standard estimating constants and must be adjusted for specification, method, location and supplier quotations.
DETAILED RATE ANALYSIS — EAST AFRICAN QS FORMAT
Module / Ref | MODULE 5 | 38.05 | [5 empty] | MODULE 5¦38.05
BOQ Item | Supply and install kitchen-extract ductwork with access and cleaning provisions
Unit | m² | Pricing basis | Nairobi, Kenya — Sep 2026 | Currency | USD | VAT | Excluded
No. | Code | Resource Description | Category | Qty / BOQ Unit | Resource Unit | Rate (USD) | Amount (USD) | Remarks
1 | MAT-051 | Galvanised sheet-metal ductwork | Material | 1.05 | m² | 36.5147 | 38.3404 | East African productivity / consumption constant
2 | MAT-052 | Duct/pipe insulation | Material | 1.05 | m² | 12.5193 | 13.1453 | East African productivity / consumption constant
3 | LAB-017 | HVAC/refrigeration technician | Labour | 0.6 | hr | 2.898 | 1.7388 | East African productivity / consumption constant
4 | LAB-002 | General labourer | Labour | 0.25 | hr | 0.7728 | 0.1932 | East African productivity / consumption constant
5 | PLT-020 | Scissor lift / MEWP | Plant & Tools | 0.01 | day | 154.5595 | 1.5456 | East African productivity / consumption constant
6 | SUB-005 | Mechanical / HVAC installation | Subcontractor | 0 | item | 5795.9815 | 0 | Verify supplier/subcontract quotation
|  | Materials Total |  |  |  |  | 51.4857
|  | Labour Total |  |  |  |  | 1.932
|  | Plant & Subcontract Total |  |  |  |  | 1.5456
|  | Direct Resource Cost |  |  |  |  | 54.9633
|  | Transport / Carriage | 5% of materials |  |  |  | 2.5743 | Adjust for haul distance
|  | Small Tools, Water & Sundries | 2.5% of labour + plant |  |  |  | 0.08694 | Traditional allowance
|  | PRIME COST |  |  |  |  | 57.6245
|  | Contractor Overheads | 10% |  |  |  | 5.7625 | Editable allowance
|  | Contractor Profit | 10% |  |  |  | 6.3387 | Editable allowance
|  | RATE PER BOQ UNIT | m² |  |  |  | 69.7257 | Excluding VAT
Note | Quantities are standard estimating constants and must be adjusted for specification, method, location and supplier quotations.
DETAILED RATE ANALYSIS — EAST AFRICAN QS FORMAT
Module / Ref | MODULE 5 | 38.06 | [5 empty] | MODULE 5¦38.06
BOQ Item | Supply and install volume-control and fire/smoke dampers
Unit | nr | Pricing basis | Nairobi, Kenya — Sep 2026 | Currency | USD | VAT | Excluded
No. | Code | Resource Description | Category | Qty / BOQ Unit | Resource Unit | Rate (USD) | Amount (USD) | Remarks
1 | MAT-073 | Valve / control valve | Material | 1 | nr | 95.5178 | 95.5178 | Discipline-specific East African resource allowance
2 | MAT-128 | Dosing pot / dirt separator / filter | Material | 0.25 | nr | 676.5842 | 169.1461 | Discipline-specific East African resource allowance
3 | LAB-017 | HVAC/refrigeration technician | Labour | 2 | hr | 2.898 | 5.796 | Discipline-specific East African resource allowance
4 | LAB-002 | General labourer | Labour | 0.5 | hr | 0.7728 | 0.3864 | Discipline-specific East African resource allowance
5 | PLT-019 | Pipe threading/fusion equipment | Plant & Tools | 0.05 | day | 61.8238 | 3.0912 | Discipline-specific East African resource allowance
6 | SUB-005 | Mechanical / HVAC installation | Subcontractor | 0.005 | item | 5795.9815 | 28.9799 | Discipline provisional allowance — verify quotation
|  | Materials Total |  |  |  |  | 264.6638
|  | Labour Total |  |  |  |  | 6.1824
|  | Plant & Subcontract Total |  |  |  |  | 32.0711
|  | Direct Resource Cost |  |  |  |  | 302.9173
|  | Transport / Carriage | 5% of materials |  |  |  | 13.2332 | Adjust for haul distance
|  | Small Tools, Water & Sundries | 2.5% of labour + plant |  |  |  | 0.95634 | Traditional allowance
|  | PRIME COST |  |  |  |  | 317.1068
|  | Contractor Overheads | 10% |  |  |  | 31.7107 | Editable allowance
|  | Contractor Profit | 10% |  |  |  | 34.8818 | Editable allowance
|  | RATE PER BOQ UNIT | nr |  |  |  | 383.6993 | Excluding VAT
Note | Quantities are standard estimating constants and must be adjusted for specification, method, location and supplier quotations.
DETAILED RATE ANALYSIS — EAST AFRICAN QS FORMAT
Module / Ref | MODULE 5 | 38.07 | [5 empty] | MODULE 5¦38.07
BOQ Item | Supply and install supply, extract and transfer grilles, diffusers and louvres
Unit | nr | Pricing basis | Nairobi, Kenya — Sep 2026 | Currency | USD | VAT | Excluded
No. | Code | Resource Description | Category | Qty / BOQ Unit | Resource Unit | Rate (USD) | Amount (USD) | Remarks
1 | MAT-073 | Valve / control valve | Material | 1 | nr | 95.5178 | 95.5178 | Discipline-specific East African resource allowance
2 | MAT-128 | Dosing pot / dirt separator / filter | Material | 0.25 | nr | 676.5842 | 169.1461 | Discipline-specific East African resource allowance
3 | LAB-017 | HVAC/refrigeration technician | Labour | 2 | hr | 2.898 | 5.796 | Discipline-specific East African resource allowance
4 | LAB-002 | General labourer | Labour | 0.5 | hr | 0.7728 | 0.3864 | Discipline-specific East African resource allowance
5 | PLT-019 | Pipe threading/fusion equipment | Plant & Tools | 0.05 | day | 61.8238 | 3.0912 | Discipline-specific East African resource allowance
6 | SUB-005 | Mechanical / HVAC installation | Subcontractor | 0.005 | item | 5795.9815 | 28.9799 | Discipline provisional allowance — verify quotation
|  | Materials Total |  |  |  |  | 264.6638
|  | Labour Total |  |  |  |  | 6.1824
|  | Plant & Subcontract Total |  |  |  |  | 32.0711
|  | Direct Resource Cost |  |  |  |  | 302.9173
|  | Transport / Carriage | 5% of materials |  |  |  | 13.2332 | Adjust for haul distance
|  | Small Tools, Water & Sundries | 2.5% of labour + plant |  |  |  | 0.95634 | Traditional allowance
|  | PRIME COST |  |  |  |  | 317.1068
|  | Contractor Overheads | 10% |  |  |  | 31.7107 | Editable allowance
|  | Contractor Profit | 10% |  |  |  | 34.8818 | Editable allowance
|  | RATE PER BOQ UNIT | nr |  |  |  | 383.6993 | Excluding VAT
Note | Quantities are standard estimating constants and must be adjusted for specification, method, location and supplier quotations.
DETAILED RATE ANALYSIS — EAST AFRICAN QS FORMAT
Module / Ref | MODULE 5 | 38.08 | [5 empty] | MODULE 5¦38.08
BOQ Item | Supply and install weather louvres and builder's-work duct connections
Unit | nr | Pricing basis | Nairobi, Kenya — Sep 2026 | Currency | USD | VAT | Excluded
No. | Code | Resource Description | Category | Qty / BOQ Unit | Resource Unit | Rate (USD) | Amount (USD) | Remarks
1 | MAT-073 | Valve / control valve | Material | 1 | nr | 95.5178 | 95.5178 | Discipline-specific East African resource allowance
2 | MAT-128 | Dosing pot / dirt separator / filter | Material | 0.25 | nr | 676.5842 | 169.1461 | Discipline-specific East African resource allowance
3 | LAB-017 | HVAC/refrigeration technician | Labour | 2 | hr | 2.898 | 5.796 | Discipline-specific East African resource allowance
4 | LAB-002 | General labourer | Labour | 0.5 | hr | 0.7728 | 0.3864 | Discipline-specific East African resource allowance
5 | PLT-019 | Pipe threading/fusion equipment | Plant & Tools | 0.05 | day | 61.8238 | 3.0912 | Discipline-specific East African resource allowance
6 | SUB-005 | Mechanical / HVAC installation | Subcontractor | 0.005 | item | 5795.9815 | 28.9799 | Discipline provisional allowance — verify quotation
|  | Materials Total |  |  |  |  | 264.6638
|  | Labour Total |  |  |  |  | 6.1824
|  | Plant & Subcontract Total |  |  |  |  | 32.0711
|  | Direct Resource Cost |  |  |  |  | 302.9173
|  | Transport / Carriage | 5% of materials |  |  |  | 13.2332 | Adjust for haul distance
|  | Small Tools, Water & Sundries | 2.5% of labour + plant |  |  |  | 0.95634 | Traditional allowance
|  | PRIME COST |  |  |  |  | 317.1068
|  | Contractor Overheads | 10% |  |  |  | 31.7107 | Editable allowance
|  | Contractor Profit | 10% |  |  |  | 34.8818 | Editable allowance
|  | RATE PER BOQ UNIT | nr |  |  |  | 383.6993 | Excluding VAT
Note | Quantities are standard estimating constants and must be adjusted for specification, method, location and supplier quotations.
DETAILED RATE ANALYSIS — EAST AFRICAN QS FORMAT
Module / Ref | MODULE 5 | 38.09 | [5 empty] | MODULE 5¦38.09
BOQ Item | Supply and install duct-mounted attenuators and acoustic treatment
Unit | nr | Pricing basis | Nairobi, Kenya — Sep 2026 | Currency | USD | VAT | Excluded
No. | Code | Resource Description | Category | Qty / BOQ Unit | Resource Unit | Rate (USD) | Amount (USD) | Remarks
1 | MAT-073 | Valve / control valve | Material | 1 | nr | 95.5178 | 95.5178 | Discipline-specific East African resource allowance
2 | MAT-128 | Dosing pot / dirt separator / filter | Material | 0.25 | nr | 676.5842 | 169.1461 | Discipline-specific East African resource allowance
3 | LAB-017 | HVAC/refrigeration technician | Labour | 2 | hr | 2.898 | 5.796 | Discipline-specific East African resource allowance
4 | LAB-002 | General labourer | Labour | 0.5 | hr | 0.7728 | 0.3864 | Discipline-specific East African resource allowance
5 | PLT-019 | Pipe threading/fusion equipment | Plant & Tools | 0.05 | day | 61.8238 | 3.0912 | Discipline-specific East African resource allowance
6 | SUB-005 | Mechanical / HVAC installation | Subcontractor | 0.005 | item | 5795.9815 | 28.9799 | Discipline provisional allowance — verify quotation
|  | Materials Total |  |  |  |  | 264.6638
|  | Labour Total |  |  |  |  | 6.1824
|  | Plant & Subcontract Total |  |  |  |  | 32.0711
|  | Direct Resource Cost |  |  |  |  | 302.9173
|  | Transport / Carriage | 5% of materials |  |  |  | 13.2332 | Adjust for haul distance
|  | Small Tools, Water & Sundries | 2.5% of labour + plant |  |  |  | 0.95634 | Traditional allowance
|  | PRIME COST |  |  |  |  | 317.1068
|  | Contractor Overheads | 10% |  |  |  | 31.7107 | Editable allowance
|  | Contractor Profit | 10% |  |  |  | 34.8818 | Editable allowance
|  | RATE PER BOQ UNIT | nr |  |  |  | 383.6993 | Excluding VAT
Note | Quantities are standard estimating constants and must be adjusted for specification, method, location and supplier quotations.
DETAILED RATE ANALYSIS — EAST AFRICAN QS FORMAT
Module / Ref | MODULE 5 | 38.1 | [5 empty] | MODULE 5¦38.1
BOQ Item | Supply and install access doors, test points and cleaning access to ductwork
Unit | nr | Pricing basis | Nairobi, Kenya — Sep 2026 | Currency | USD | VAT | Excluded
No. | Code | Resource Description | Category | Qty / BOQ Unit | Resource Unit | Rate (USD) | Amount (USD) | Remarks
1 | MAT-035 | Internal flush door set | Material | 1 | nr | 97.3725 | 97.3725 | East African productivity / consumption constant
2 | MAT-027 | Ironmongery set | Material | 1 | nr | 68.9722 | 68.9722 | East African productivity / consumption constant
3 | LAB-005 | Carpenter / joiner | Labour | 3 | hr | 1.7388 | 5.2164 | East African productivity / consumption constant
4 | LAB-002 | General labourer | Labour | 1 | hr | 0.7728 | 0.7728 | East African productivity / consumption constant
5 | PLT-016 | Small tools & consumables (allowance) | Plant & Tools | 0.2 | hr | 0.5796 | 0.11592 | East African productivity / consumption constant
6 | SUB-017 | Specialist joinery installation | Subcontractor | 0.01 | item | 1391.0355 | 13.9104 | Verify supplier/subcontract quotation
|  | Materials Total |  |  |  |  | 166.3447
|  | Labour Total |  |  |  |  | 5.9892
|  | Plant & Subcontract Total |  |  |  |  | 14.0263
|  | Direct Resource Cost |  |  |  |  | 186.3601
|  | Transport / Carriage | 5% of materials |  |  |  | 8.3172 | Adjust for haul distance
|  | Small Tools, Water & Sundries | 2.5% of labour + plant |  |  |  | 0.50039 | Traditional allowance
|  | PRIME COST |  |  |  |  | 195.1777
|  | Contractor Overheads | 10% |  |  |  | 19.5178 | Editable allowance
|  | Contractor Profit | 10% |  |  |  | 21.4696 | Editable allowance
|  | RATE PER BOQ UNIT | nr |  |  |  | 236.1651 | Excluding VAT
Note | Quantities are standard estimating constants and must be adjusted for specification, method, location and supplier quotations.
DETAILED RATE ANALYSIS — EAST AFRICAN QS FORMAT
Module / Ref | MODULE 5 | 38.11 | [5 empty] | MODULE 5¦38.11
BOQ Item | Form and fire-stop ductwork penetrations through walls and floors
Unit | nr | Pricing basis | Nairobi, Kenya — Sep 2026 | Currency | USD | VAT | Excluded
No. | Code | Resource Description | Category | Qty / BOQ Unit | Resource Unit | Rate (USD) | Amount (USD) | Remarks
1 | MAT-116 | Fire-stopping penetration seal | Material | 1 | nr | 36.5147 | 36.5147 | Specific East African resource constant
2 | MAT-002 | Ancillary fittings, supports, fixings and connection materials | Material | 0.02 | item | 40.5719 | 0.81144 | Specific East African resource constant
3 | LAB-018 | Fire-systems technician | Labour | 0.5 | hr | 2.7048 | 1.3524 | Specific East African resource constant
4 | LAB-002 | General labourer | Labour | 0.2 | hr | 0.7728 | 0.15456 | Specific East African resource constant
5 | PLT-016 | Small tools & consumables (allowance) | Plant & Tools | 0.02 | hr | 0.5796 | 0.011592 | Specific East African resource constant
6 | SUB-007 | Fire protection installation | Subcontractor | 0.002 | item | 3477.5889 | 6.9552 | Verify local quotation / authority charge
|  | Materials Total |  |  |  |  | 37.3261
|  | Labour Total |  |  |  |  | 1.507
|  | Plant & Subcontract Total |  |  |  |  | 6.9668
|  | Direct Resource Cost |  |  |  |  | 45.7998
|  | Transport / Carriage | 5% of materials |  |  |  | 1.8663 | Adjust for haul distance
|  | Small Tools, Water & Sundries | 2.5% of labour + plant |  |  |  | 0.21184 | Traditional allowance
|  | PRIME COST |  |  |  |  | 47.878
|  | Contractor Overheads | 10% |  |  |  | 4.7878 | Editable allowance
|  | Contractor Profit | 10% |  |  |  | 5.2666 | Editable allowance
|  | RATE PER BOQ UNIT | nr |  |  |  | 57.9324 | Excluding VAT
Note | Quantities are standard estimating constants and must be adjusted for specification, method, location and supplier quotations.
DETAILED RATE ANALYSIS — EAST AFRICAN QS FORMAT
Module / Ref | MODULE 5 | 39.01 | [5 empty] | MODULE 5¦39.01
BOQ Item | Supply and install LTHW/heating pipework in steel, including fittings and supports
Unit | m | Pricing basis | Nairobi, Kenya — Sep 2026 | Currency | USD | VAT | Excluded
No. | Code | Resource Description | Category | Qty / BOQ Unit | Resource Unit | Rate (USD) | Amount (USD) | Remarks
1 | MAT-021 | PVC pipe, 110mm | Material | 1.05 | m | 3.4486 | 3.621 | East African productivity / consumption constant
2 | MAT-002 | Ancillary fittings, supports, fixings and connection materials | Material | 0.03 | item | 40.5719 | 1.2172 | East African productivity / consumption constant
3 | LAB-011 | Plumber | Labour | 0.35 | hr | 2.3184 | 0.81144 | East African productivity / consumption constant
4 | LAB-002 | General labourer | Labour | 0.15 | hr | 0.7728 | 0.11592 | East African productivity / consumption constant
5 | PLT-019 | Pipe threading/fusion equipment | Plant & Tools | 0.03 | day | 61.8238 | 1.8547 | East African productivity / consumption constant
6 | SUB-005 | Mechanical / HVAC installation | Subcontractor | 0 | item | 5795.9815 | 0 | Verify supplier/subcontract quotation
|  | Materials Total |  |  |  |  | 4.8382
|  | Labour Total |  |  |  |  | 0.92736
|  | Plant & Subcontract Total |  |  |  |  | 1.8547
|  | Direct Resource Cost |  |  |  |  | 7.6203
|  | Transport / Carriage | 5% of materials |  |  |  | 0.24191 | Adjust for haul distance
|  | Small Tools, Water & Sundries | 2.5% of labour + plant |  |  |  | 0.069552 | Traditional allowance
|  | PRIME COST |  |  |  |  | 7.9317
|  | Contractor Overheads | 10% |  |  |  | 0.79317 | Editable allowance
|  | Contractor Profit | 10% |  |  |  | 0.87249 | Editable allowance
|  | RATE PER BOQ UNIT | m |  |  |  | 9.5974 | Excluding VAT
Note | Quantities are standard estimating constants and must be adjusted for specification, method, location and supplier quotations.
DETAILED RATE ANALYSIS — EAST AFRICAN QS FORMAT
Module / Ref | MODULE 5 | 39.02 | [5 empty] | MODULE 5¦39.02
BOQ Item | Supply and install chilled-water pipework in steel, including fittings and supports
Unit | m | Pricing basis | Nairobi, Kenya — Sep 2026 | Currency | USD | VAT | Excluded
No. | Code | Resource Description | Category | Qty / BOQ Unit | Resource Unit | Rate (USD) | Amount (USD) | Remarks
1 | MAT-048 | PPR water pipe and fittings | Material | 1.05 | m | 2.4343 | 2.556 | East African productivity / consumption constant
2 | MAT-002 | Ancillary fittings, supports, fixings and connection materials | Material | 0.03 | item | 40.5719 | 1.2172 | East African productivity / consumption constant
3 | LAB-011 | Plumber | Labour | 0.35 | hr | 2.3184 | 0.81144 | East African productivity / consumption constant
4 | LAB-002 | General labourer | Labour | 0.15 | hr | 0.7728 | 0.11592 | East African productivity / consumption constant
5 | PLT-019 | Pipe threading/fusion equipment | Plant & Tools | 0.03 | day | 61.8238 | 1.8547 | East African productivity / consumption constant
6 | SUB-005 | Mechanical / HVAC installation | Subcontractor | 0 | item | 5795.9815 | 0 | Verify supplier/subcontract quotation
|  | Materials Total |  |  |  |  | 3.7732
|  | Labour Total |  |  |  |  | 0.92736
|  | Plant & Subcontract Total |  |  |  |  | 1.8547
|  | Direct Resource Cost |  |  |  |  | 6.5553
|  | Transport / Carriage | 5% of materials |  |  |  | 0.18866 | Adjust for haul distance
|  | Small Tools, Water & Sundries | 2.5% of labour + plant |  |  |  | 0.069552 | Traditional allowance
|  | PRIME COST |  |  |  |  | 6.8135
|  | Contractor Overheads | 10% |  |  |  | 0.68135 | Editable allowance
|  | Contractor Profit | 10% |  |  |  | 0.74948 | Editable allowance
|  | RATE PER BOQ UNIT | m |  |  |  | 8.2443 | Excluding VAT
Note | Quantities are standard estimating constants and must be adjusted for specification, method, location and supplier quotations.
DETAILED RATE ANALYSIS — EAST AFRICAN QS FORMAT
Module / Ref | MODULE 5 | 39.03 | [5 empty] | MODULE 5¦39.03
BOQ Item | Supply and install pipework in copper or press-fit, including fittings and supports
Unit | m | Pricing basis | Nairobi, Kenya — Sep 2026 | Currency | USD | VAT | Excluded
No. | Code | Resource Description | Category | Qty / BOQ Unit | Resource Unit | Rate (USD) | Amount (USD) | Remarks
1 | MAT-108 | PPE and site-safety consumables | Material | 1 | set | 40.5719 | 40.5719 | Specific East African resource constant
2 | MAT-109 | Fire extinguisher and fire-point equipment | Material | 0.05 | nr | 95.5178 | 4.7759 | Specific East African resource constant
3 | LAB-014 | Site foreman / ganger | Labour | 2 | hr | 2.7048 | 5.4096 | Specific East African resource constant
4 | LAB-002 | General labourer | Labour | 1 | hr | 0.7728 | 0.7728 | Specific East African resource constant
5 | PLT-016 | Small tools & consumables (allowance) | Plant & Tools | 0.2 | hr | 0.5796 | 0.11592 | Specific East African resource constant
6 | SUB-020 | Statutory authority / permit fee allowance | Subcontractor | 0 | item | 579.5981 | 0 | Verify local quotation / authority charge
|  | Materials Total |  |  |  |  | 45.3478
|  | Labour Total |  |  |  |  | 6.1824
|  | Plant & Subcontract Total |  |  |  |  | 0.11592
|  | Direct Resource Cost |  |  |  |  | 51.6461
|  | Transport / Carriage | 5% of materials |  |  |  | 2.2674 | Adjust for haul distance
|  | Small Tools, Water & Sundries | 2.5% of labour + plant |  |  |  | 0.15746 | Traditional allowance
|  | PRIME COST |  |  |  |  | 54.0709
|  | Contractor Overheads | 10% |  |  |  | 5.4071 | Editable allowance
|  | Contractor Profit | 10% |  |  |  | 5.9478 | Editable allowance
|  | RATE PER BOQ UNIT | m |  |  |  | 65.4258 | Excluding VAT
Note | Quantities are standard estimating constants and must be adjusted for specification, method, location and supplier quotations.
DETAILED RATE ANALYSIS — EAST AFRICAN QS FORMAT
Module / Ref | MODULE 5 | 39.04 | [5 empty] | MODULE 5¦39.04
BOQ Item | Supply and install pipework in plastic or PPR, including fittings and supports
Unit | m | Pricing basis | Nairobi, Kenya — Sep 2026 | Currency | USD | VAT | Excluded
No. | Code | Resource Description | Category | Qty / BOQ Unit | Resource Unit | Rate (USD) | Amount (USD) | Remarks
1 | MAT-048 | PPR water pipe and fittings | Material | 1.05 | m | 2.4343 | 2.556 | East African productivity / consumption constant
2 | MAT-002 | Ancillary fittings, supports, fixings and connection materials | Material | 0.03 | item | 40.5719 | 1.2172 | East African productivity / consumption constant
3 | LAB-011 | Plumber | Labour | 0.35 | hr | 2.3184 | 0.81144 | East African productivity / consumption constant
4 | LAB-002 | General labourer | Labour | 0.15 | hr | 0.7728 | 0.11592 | East African productivity / consumption constant
5 | PLT-019 | Pipe threading/fusion equipment | Plant & Tools | 0.03 | day | 61.8238 | 1.8547 | East African productivity / consumption constant
6 | SUB-005 | Mechanical / HVAC installation | Subcontractor | 0 | item | 5795.9815 | 0 | Verify supplier/subcontract quotation
|  | Materials Total |  |  |  |  | 3.7732
|  | Labour Total |  |  |  |  | 0.92736
|  | Plant & Subcontract Total |  |  |  |  | 1.8547
|  | Direct Resource Cost |  |  |  |  | 6.5553
|  | Transport / Carriage | 5% of materials |  |  |  | 0.18866 | Adjust for haul distance
|  | Small Tools, Water & Sundries | 2.5% of labour + plant |  |  |  | 0.069552 | Traditional allowance
|  | PRIME COST |  |  |  |  | 6.8135
|  | Contractor Overheads | 10% |  |  |  | 0.68135 | Editable allowance
|  | Contractor Profit | 10% |  |  |  | 0.74948 | Editable allowance
|  | RATE PER BOQ UNIT | m |  |  |  | 8.2443 | Excluding VAT
Note | Quantities are standard estimating constants and must be adjusted for specification, method, location and supplier quotations.
DETAILED RATE ANALYSIS — EAST AFRICAN QS FORMAT
Module / Ref | MODULE 5 | 39.05 | [5 empty] | MODULE 5¦39.05
BOQ Item | Supply and install isolation, regulating and commissioning valves
Unit | nr | Pricing basis | Nairobi, Kenya — Sep 2026 | Currency | USD | VAT | Excluded
No. | Code | Resource Description | Category | Qty / BOQ Unit | Resource Unit | Rate (USD) | Amount (USD) | Remarks
1 | MAT-073 | Valve / control valve | Material | 1 | nr | 95.5178 | 95.5178 | East African productivity / consumption constant
2 | MAT-002 | Ancillary fittings, supports, fixings and connection materials | Material | 0.02 | item | 40.5719 | 0.81144 | East African productivity / consumption constant
3 | LAB-011 | Plumber | Labour | 1.5 | hr | 2.3184 | 3.4776 | East African productivity / consumption constant
4 | LAB-002 | General labourer | Labour | 0.5 | hr | 0.7728 | 0.3864 | East African productivity / consumption constant
5 | PLT-019 | Pipe threading/fusion equipment | Plant & Tools | 0.01 | day | 61.8238 | 0.61824 | East African productivity / consumption constant
6 | SUB-005 | Mechanical / HVAC installation | Subcontractor | 0 | item | 5795.9815 | 0 | Verify supplier/subcontract quotation
|  | Materials Total |  |  |  |  | 96.3292
|  | Labour Total |  |  |  |  | 3.864
|  | Plant & Subcontract Total |  |  |  |  | 0.61824
|  | Direct Resource Cost |  |  |  |  | 100.8114
|  | Transport / Carriage | 5% of materials |  |  |  | 4.8165 | Adjust for haul distance
|  | Small Tools, Water & Sundries | 2.5% of labour + plant |  |  |  | 0.11206 | Traditional allowance
|  | PRIME COST |  |  |  |  | 105.74
|  | Contractor Overheads | 10% |  |  |  | 10.574 | Editable allowance
|  | Contractor Profit | 10% |  |  |  | 11.6314 | Editable allowance
|  | RATE PER BOQ UNIT | nr |  |  |  | 127.9453 | Excluding VAT
Note | Quantities are standard estimating constants and must be adjusted for specification, method, location and supplier quotations.
DETAILED RATE ANALYSIS — EAST AFRICAN QS FORMAT
Module / Ref | MODULE 5 | 39.06 | [5 empty] | MODULE 5¦39.06
BOQ Item | Supply and install control valves, actuators and differential-pressure valves
Unit | nr | Pricing basis | Nairobi, Kenya — Sep 2026 | Currency | USD | VAT | Excluded
No. | Code | Resource Description | Category | Qty / BOQ Unit | Resource Unit | Rate (USD) | Amount (USD) | Remarks
1 | MAT-156 | Damper/valve actuator | Material | 1 | nr | 198.9954 | 198.9954 | Specific East African resource constant
2 | MAT-055 | Cat6/Cat6A data cable | Material | 3 | m | 0.97372 | 2.9212 | Specific East African resource constant
3 | LAB-019 | ELV/ICT/security technician | Labour | 1.5 | hr | 2.7048 | 4.0572 | Specific East African resource constant
4 | LAB-002 | General labourer | Labour | 0.3 | hr | 0.7728 | 0.23184 | Specific East African resource constant
5 | PLT-018 | Electrical/ICT test instruments | Plant & Tools | 0.03 | day | 38.6399 | 1.1592 | Specific East African resource constant
6 | SUB-014 | BMS installation and commissioning | Subcontractor | 0.003 | item | 3863.9876 | 11.592 | Verify local quotation / authority charge
|  | Materials Total |  |  |  |  | 201.9165
|  | Labour Total |  |  |  |  | 4.289
|  | Plant & Subcontract Total |  |  |  |  | 12.7512
|  | Direct Resource Cost |  |  |  |  | 218.9567
|  | Transport / Carriage | 5% of materials |  |  |  | 10.0958 | Adjust for haul distance
|  | Small Tools, Water & Sundries | 2.5% of labour + plant |  |  |  | 0.426 | Traditional allowance
|  | PRIME COST |  |  |  |  | 229.4786
|  | Contractor Overheads | 10% |  |  |  | 22.9479 | Editable allowance
|  | Contractor Profit | 10% |  |  |  | 25.2426 | Editable allowance
|  | RATE PER BOQ UNIT | nr |  |  |  | 277.6691 | Excluding VAT
Note | Quantities are standard estimating constants and must be adjusted for specification, method, location and supplier quotations.
DETAILED RATE ANALYSIS — EAST AFRICAN QS FORMAT
Module / Ref | MODULE 5 | 39.07 | [5 empty] | MODULE 5¦39.07
BOQ Item | Supply and install strainers, air/dirt separators and drain points
Unit | nr | Pricing basis | Nairobi, Kenya — Sep 2026 | Currency | USD | VAT | Excluded
No. | Code | Resource Description | Category | Qty / BOQ Unit | Resource Unit | Rate (USD) | Amount (USD) | Remarks
1 | MAT-119 | Oil interceptor / separator | Material | 1 | nr | 2785.9351 | 2785.9351 | Specific East African resource constant
2 | MAT-073 | Valve / control valve | Material | 2 | nr | 95.5178 | 191.0355 | Specific East African resource constant
3 | LAB-011 | Plumber | Labour | 8 | hr | 2.3184 | 18.5471 | Specific East African resource constant
4 | LAB-002 | General labourer | Labour | 4 | hr | 0.7728 | 3.0912 | Specific East African resource constant
5 | PLT-007 | Mobile crane, 25t | Plant & Tools | 0.05 | day | 1062.5966 | 53.1298 | Specific East African resource constant
6 | SUB-005 | Mechanical / HVAC installation | Subcontractor | 0.02 | item | 5795.9815 | 115.9196 | Verify local quotation / authority charge
|  | Materials Total |  |  |  |  | 2976.9706
|  | Labour Total |  |  |  |  | 21.6383
|  | Plant & Subcontract Total |  |  |  |  | 169.0495
|  | Direct Resource Cost |  |  |  |  | 3167.6584
|  | Transport / Carriage | 5% of materials |  |  |  | 148.8485 | Adjust for haul distance
|  | Small Tools, Water & Sundries | 2.5% of labour + plant |  |  |  | 4.7672 | Traditional allowance
|  | PRIME COST |  |  |  |  | 3321.2741
|  | Contractor Overheads | 10% |  |  |  | 332.1274 | Editable allowance
|  | Contractor Profit | 10% |  |  |  | 365.3402 | Editable allowance
|  | RATE PER BOQ UNIT | nr |  |  |  | 4018.7417 | Excluding VAT
Note | Quantities are standard estimating constants and must be adjusted for specification, method, location and supplier quotations.
DETAILED RATE ANALYSIS — EAST AFRICAN QS FORMAT
Module / Ref | MODULE 5 | 39.08 | [5 empty] | MODULE 5¦39.08
BOQ Item | Supply and install pipework ancillaries (flexible connectors, gauges, sensor pockets)
Unit | nr | Pricing basis | Nairobi, Kenya — Sep 2026 | Currency | USD | VAT | Excluded
No. | Code | Resource Description | Category | Qty / BOQ Unit | Resource Unit | Rate (USD) | Amount (USD) | Remarks
1 | MAT-073 | Valve / control valve | Material | 1 | nr | 95.5178 | 95.5178 | Discipline-specific East African resource allowance
2 | MAT-128 | Dosing pot / dirt separator / filter | Material | 0.25 | nr | 676.5842 | 169.1461 | Discipline-specific East African resource allowance
3 | LAB-017 | HVAC/refrigeration technician | Labour | 2 | hr | 2.898 | 5.796 | Discipline-specific East African resource allowance
4 | LAB-002 | General labourer | Labour | 0.5 | hr | 0.7728 | 0.3864 | Discipline-specific East African resource allowance
5 | PLT-019 | Pipe threading/fusion equipment | Plant & Tools | 0.05 | day | 61.8238 | 3.0912 | Discipline-specific East African resource allowance
6 | SUB-005 | Mechanical / HVAC installation | Subcontractor | 0.005 | item | 5795.9815 | 28.9799 | Discipline provisional allowance — verify quotation
|  | Materials Total |  |  |  |  | 264.6638
|  | Labour Total |  |  |  |  | 6.1824
|  | Plant & Subcontract Total |  |  |  |  | 32.0711
|  | Direct Resource Cost |  |  |  |  | 302.9173
|  | Transport / Carriage | 5% of materials |  |  |  | 13.2332 | Adjust for haul distance
|  | Small Tools, Water & Sundries | 2.5% of labour + plant |  |  |  | 0.95634 | Traditional allowance
|  | PRIME COST |  |  |  |  | 317.1068
|  | Contractor Overheads | 10% |  |  |  | 31.7107 | Editable allowance
|  | Contractor Profit | 10% |  |  |  | 34.8818 | Editable allowance
|  | RATE PER BOQ UNIT | nr |  |  |  | 383.6993 | Excluding VAT
Note | Quantities are standard estimating constants and must be adjusted for specification, method, location and supplier quotations.
DETAILED RATE ANALYSIS — EAST AFRICAN QS FORMAT
Module / Ref | MODULE 5 | 39.09 | [5 empty] | MODULE 5¦39.09
BOQ Item | Supply and install pipework supports, brackets, guides and anchors
Unit | nr | Pricing basis | Nairobi, Kenya — Sep 2026 | Currency | USD | VAT | Excluded
No. | Code | Resource Description | Category | Qty / BOQ Unit | Resource Unit | Rate (USD) | Amount (USD) | Remarks
1 | MAT-120 | Pipe support / bracket assembly | Material | 1 | nr | 14.6059 | 14.6059 | Specific East African resource constant
2 | MAT-002 | Ancillary fittings, supports, fixings and connection materials | Material | 0.01 | item | 40.5719 | 0.40572 | Specific East African resource constant
3 | LAB-011 | Plumber | Labour | 0.5 | hr | 2.3184 | 1.1592 | Specific East African resource constant
4 | LAB-002 | General labourer | Labour | 0.2 | hr | 0.7728 | 0.15456 | Specific East African resource constant
5 | PLT-016 | Small tools & consumables (allowance) | Plant & Tools | 0.02 | hr | 0.5796 | 0.011592 | Specific East African resource constant
6 | SUB-005 | Mechanical / HVAC installation | Subcontractor | 0 | item | 5795.9815 | 0 | Verify local quotation / authority charge
|  | Materials Total |  |  |  |  | 15.0116
|  | Labour Total |  |  |  |  | 1.3138
|  | Plant & Subcontract Total |  |  |  |  | 0.011592
|  | Direct Resource Cost |  |  |  |  | 16.3369
|  | Transport / Carriage | 5% of materials |  |  |  | 0.75058 | Adjust for haul distance
|  | Small Tools, Water & Sundries | 2.5% of labour + plant |  |  |  | 0.033134 | Traditional allowance
|  | PRIME COST |  |  |  |  | 17.1207
|  | Contractor Overheads | 10% |  |  |  | 1.7121 | Editable allowance
|  | Contractor Profit | 10% |  |  |  | 1.8833 | Editable allowance
|  | RATE PER BOQ UNIT | nr |  |  |  | 20.716 | Excluding VAT
Note | Quantities are standard estimating constants and must be adjusted for specification, method, location and supplier quotations.
DETAILED RATE ANALYSIS — EAST AFRICAN QS FORMAT
Module / Ref | MODULE 5 | 39.1 | [5 empty] | MODULE 5¦39.1
BOQ Item | Carry out pressure testing, flushing and chemical treatment of pipework systems
Unit | m | Pricing basis | Nairobi, Kenya — Sep 2026 | Currency | USD | VAT | Excluded
No. | Code | Resource Description | Category | Qty / BOQ Unit | Resource Unit | Rate (USD) | Amount (USD) | Remarks
1 | MAT-021 | PVC pipe, 110mm | Material | 1.05 | m | 3.4486 | 3.621 | East African productivity / consumption constant
2 | MAT-002 | Ancillary fittings, supports, fixings and connection materials | Material | 0.03 | item | 40.5719 | 1.2172 | East African productivity / consumption constant
3 | LAB-011 | Plumber | Labour | 0.35 | hr | 2.3184 | 0.81144 | East African productivity / consumption constant
4 | LAB-002 | General labourer | Labour | 0.15 | hr | 0.7728 | 0.11592 | East African productivity / consumption constant
5 | PLT-019 | Pipe threading/fusion equipment | Plant & Tools | 0.03 | day | 61.8238 | 1.8547 | East African productivity / consumption constant
6 | SUB-005 | Mechanical / HVAC installation | Subcontractor | 0 | item | 5795.9815 | 0 | Verify supplier/subcontract quotation
|  | Materials Total |  |  |  |  | 4.8382
|  | Labour Total |  |  |  |  | 0.92736
|  | Plant & Subcontract Total |  |  |  |  | 1.8547
|  | Direct Resource Cost |  |  |  |  | 7.6203
|  | Transport / Carriage | 5% of materials |  |  |  | 0.24191 | Adjust for haul distance
|  | Small Tools, Water & Sundries | 2.5% of labour + plant |  |  |  | 0.069552 | Traditional allowance
|  | PRIME COST |  |  |  |  | 7.9317
|  | Contractor Overheads | 10% |  |  |  | 0.79317 | Editable allowance
|  | Contractor Profit | 10% |  |  |  | 0.87249 | Editable allowance
|  | RATE PER BOQ UNIT | m |  |  |  | 9.5974 | Excluding VAT
Note | Quantities are standard estimating constants and must be adjusted for specification, method, location and supplier quotations.
DETAILED RATE ANALYSIS — EAST AFRICAN QS FORMAT
Module / Ref | MODULE 5 | 40.01 | [5 empty] | MODULE 5¦40.01
BOQ Item | Supply and install fan-coil units, including connections and controls
Unit | nr | Pricing basis | Nairobi, Kenya — Sep 2026 | Currency | USD | VAT | Excluded
No. | Code | Resource Description | Category | Qty / BOQ Unit | Resource Unit | Rate (USD) | Amount (USD) | Remarks
1 | MAT-070 | Ventilation / extract fan | Material | 1 | nr | 397.9907 | 397.9907 | East African productivity / consumption constant
2 | MAT-002 | Ancillary fittings, supports, fixings and connection materials | Material | 0.2 | item | 40.5719 | 8.1144 | East African productivity / consumption constant
3 | LAB-017 | HVAC/refrigeration technician | Labour | 6 | hr | 2.898 | 17.3879 | East African productivity / consumption constant
4 | LAB-002 | General labourer | Labour | 2 | hr | 0.7728 | 1.5456 | East African productivity / consumption constant
5 | PLT-020 | Scissor lift / MEWP | Plant & Tools | 0.03 | day | 154.5595 | 4.6368 | East African productivity / consumption constant
6 | SUB-005 | Mechanical / HVAC installation | Subcontractor | 0.02 | item | 5795.9815 | 115.9196 | Verify supplier/subcontract quotation
|  | Materials Total |  |  |  |  | 406.1051
|  | Labour Total |  |  |  |  | 18.9335
|  | Plant & Subcontract Total |  |  |  |  | 120.5564
|  | Direct Resource Cost |  |  |  |  | 545.5951
|  | Transport / Carriage | 5% of materials |  |  |  | 20.3053 | Adjust for haul distance
|  | Small Tools, Water & Sundries | 2.5% of labour + plant |  |  |  | 3.4872 | Traditional allowance
|  | PRIME COST |  |  |  |  | 569.3876
|  | Contractor Overheads | 10% |  |  |  | 56.9388 | Editable allowance
|  | Contractor Profit | 10% |  |  |  | 62.6326 | Editable allowance
|  | RATE PER BOQ UNIT | nr |  |  |  | 688.9589 | Excluding VAT
Note | Quantities are standard estimating constants and must be adjusted for specification, method, location and supplier quotations.
DETAILED RATE ANALYSIS — EAST AFRICAN QS FORMAT
Module / Ref | MODULE 5 | 40.02 | [5 empty] | MODULE 5¦40.02
BOQ Item | Supply and install chilled beams (active/passive), including connections
Unit | nr | Pricing basis | Nairobi, Kenya — Sep 2026 | Currency | USD | VAT | Excluded
No. | Code | Resource Description | Category | Qty / BOQ Unit | Resource Unit | Rate (USD) | Amount (USD) | Remarks
1 | MAT-073 | Valve / control valve | Material | 1 | nr | 95.5178 | 95.5178 | Discipline-specific East African resource allowance
2 | MAT-128 | Dosing pot / dirt separator / filter | Material | 0.25 | nr | 676.5842 | 169.1461 | Discipline-specific East African resource allowance
3 | LAB-017 | HVAC/refrigeration technician | Labour | 2 | hr | 2.898 | 5.796 | Discipline-specific East African resource allowance
4 | LAB-002 | General labourer | Labour | 0.5 | hr | 0.7728 | 0.3864 | Discipline-specific East African resource allowance
5 | PLT-019 | Pipe threading/fusion equipment | Plant & Tools | 0.05 | day | 61.8238 | 3.0912 | Discipline-specific East African resource allowance
6 | SUB-005 | Mechanical / HVAC installation | Subcontractor | 0.005 | item | 5795.9815 | 28.9799 | Discipline provisional allowance — verify quotation
|  | Materials Total |  |  |  |  | 264.6638
|  | Labour Total |  |  |  |  | 6.1824
|  | Plant & Subcontract Total |  |  |  |  | 32.0711
|  | Direct Resource Cost |  |  |  |  | 302.9173
|  | Transport / Carriage | 5% of materials |  |  |  | 13.2332 | Adjust for haul distance
|  | Small Tools, Water & Sundries | 2.5% of labour + plant |  |  |  | 0.95634 | Traditional allowance
|  | PRIME COST |  |  |  |  | 317.1068
|  | Contractor Overheads | 10% |  |  |  | 31.7107 | Editable allowance
|  | Contractor Profit | 10% |  |  |  | 34.8818 | Editable allowance
|  | RATE PER BOQ UNIT | nr |  |  |  | 383.6993 | Excluding VAT
Note | Quantities are standard estimating constants and must be adjusted for specification, method, location and supplier quotations.
DETAILED RATE ANALYSIS — EAST AFRICAN QS FORMAT
Module / Ref | MODULE 5 | 40.03 | [5 empty] | MODULE 5¦40.03
BOQ Item | Supply and install radiators and heated towel rails, including valves
Unit | nr | Pricing basis | Nairobi, Kenya — Sep 2026 | Currency | USD | VAT | Excluded
No. | Code | Resource Description | Category | Qty / BOQ Unit | Resource Unit | Rate (USD) | Amount (USD) | Remarks
1 | MAT-073 | Valve / control valve | Material | 1 | nr | 95.5178 | 95.5178 | East African productivity / consumption constant
2 | MAT-002 | Ancillary fittings, supports, fixings and connection materials | Material | 0.02 | item | 40.5719 | 0.81144 | East African productivity / consumption constant
3 | LAB-011 | Plumber | Labour | 1.5 | hr | 2.3184 | 3.4776 | East African productivity / consumption constant
4 | LAB-002 | General labourer | Labour | 0.5 | hr | 0.7728 | 0.3864 | East African productivity / consumption constant
5 | PLT-019 | Pipe threading/fusion equipment | Plant & Tools | 0.01 | day | 61.8238 | 0.61824 | East African productivity / consumption constant
6 | SUB-005 | Mechanical / HVAC installation | Subcontractor | 0 | item | 5795.9815 | 0 | Verify supplier/subcontract quotation
|  | Materials Total |  |  |  |  | 96.3292
|  | Labour Total |  |  |  |  | 3.864
|  | Plant & Subcontract Total |  |  |  |  | 0.61824
|  | Direct Resource Cost |  |  |  |  | 100.8114
|  | Transport / Carriage | 5% of materials |  |  |  | 4.8165 | Adjust for haul distance
|  | Small Tools, Water & Sundries | 2.5% of labour + plant |  |  |  | 0.11206 | Traditional allowance
|  | PRIME COST |  |  |  |  | 105.74
|  | Contractor Overheads | 10% |  |  |  | 10.574 | Editable allowance
|  | Contractor Profit | 10% |  |  |  | 11.6314 | Editable allowance
|  | RATE PER BOQ UNIT | nr |  |  |  | 127.9453 | Excluding VAT
Note | Quantities are standard estimating constants and must be adjusted for specification, method, location and supplier quotations.
DETAILED RATE ANALYSIS — EAST AFRICAN QS FORMAT
Module / Ref | MODULE 5 | 40.04 | [5 empty] | MODULE 5¦40.04
BOQ Item | Supply and install underfloor heating manifolds, pipe circuits and controls
Unit | m² | Pricing basis | Nairobi, Kenya — Sep 2026 | Currency | USD | VAT | Excluded
No. | Code | Resource Description | Category | Qty / BOQ Unit | Resource Unit | Rate (USD) | Amount (USD) | Remarks
1 | MAT-002 | Ancillary fittings, supports, fixings and connection materials | Material | 0.12 | item | 40.5719 | 4.8686 | East African productivity / consumption constant
2 | MAT-001 | Specified item / equipment (compliance / BIM item) | Material | 0.02 | item | 405.7187 | 8.1144 | Verify supplier/subcontract quotation
3 | LAB-003 | Skilled labourer | Labour | 0.5 | hr | 1.1592 | 0.5796 | East African productivity / consumption constant
4 | LAB-002 | General labourer | Labour | 0.25 | hr | 0.7728 | 0.1932 | East African productivity / consumption constant
5 | PLT-016 | Small tools & consumables (allowance) | Plant & Tools | 0.08 | hr | 0.5796 | 0.046368 | East African productivity / consumption constant
6 | SUB-001 | Testing / commissioning allowance | Subcontractor | 0 | item | 193.1994 | 0 | Verify supplier/subcontract quotation
|  | Materials Total |  |  |  |  | 12.983
|  | Labour Total |  |  |  |  | 0.7728
|  | Plant & Subcontract Total |  |  |  |  | 0.046368
|  | Direct Resource Cost |  |  |  |  | 13.8022
|  | Transport / Carriage | 5% of materials |  |  |  | 0.64915 | Adjust for haul distance
|  | Small Tools, Water & Sundries | 2.5% of labour + plant |  |  |  | 0.020479 | Traditional allowance
|  | PRIME COST |  |  |  |  | 14.4718
|  | Contractor Overheads | 10% |  |  |  | 1.4472 | Editable allowance
|  | Contractor Profit | 10% |  |  |  | 1.5919 | Editable allowance
|  | RATE PER BOQ UNIT | m² |  |  |  | 17.5109 | Excluding VAT
Note | Quantities are standard estimating constants and must be adjusted for specification, method, location and supplier quotations.
DETAILED RATE ANALYSIS — EAST AFRICAN QS FORMAT
Module / Ref | MODULE 5 | 40.05 | [5 empty] | MODULE 5¦40.05
BOQ Item | Supply and install trench heating and natural-convection units
Unit | m | Pricing basis | Nairobi, Kenya — Sep 2026 | Currency | USD | VAT | Excluded
No. | Code | Resource Description | Category | Qty / BOQ Unit | Resource Unit | Rate (USD) | Amount (USD) | Remarks
1 | MAT-002 | Ancillary fittings, supports, fixings and connection materials | Material | 0.05 | item | 40.5719 | 2.0286 | East African productivity / consumption constant
2 | MAT-001 | Specified item / equipment (compliance / BIM item) | Material | 0.01 | item | 405.7187 | 4.0572 | Verify supplier/subcontract quotation
3 | LAB-003 | Skilled labourer | Labour | 0.25 | hr | 1.1592 | 0.2898 | East African productivity / consumption constant
4 | LAB-002 | General labourer | Labour | 0.12 | hr | 0.7728 | 0.092736 | East African productivity / consumption constant
5 | PLT-016 | Small tools & consumables (allowance) | Plant & Tools | 0.05 | hr | 0.5796 | 0.02898 | East African productivity / consumption constant
6 | SUB-001 | Testing / commissioning allowance | Subcontractor | 0 | item | 193.1994 | 0 | Verify supplier/subcontract quotation
|  | Materials Total |  |  |  |  | 6.0858
|  | Labour Total |  |  |  |  | 0.38253
|  | Plant & Subcontract Total |  |  |  |  | 0.02898
|  | Direct Resource Cost |  |  |  |  | 6.4973
|  | Transport / Carriage | 5% of materials |  |  |  | 0.30429 | Adjust for haul distance
|  | Small Tools, Water & Sundries | 2.5% of labour + plant |  |  |  | 0.010288 | Traditional allowance
|  | PRIME COST |  |  |  |  | 6.8119
|  | Contractor Overheads | 10% |  |  |  | 0.68119 | Editable allowance
|  | Contractor Profit | 10% |  |  |  | 0.74931 | Editable allowance
|  | RATE PER BOQ UNIT | m |  |  |  | 8.2424 | Excluding VAT
Note | Quantities are standard estimating constants and must be adjusted for specification, method, location and supplier quotations.
DETAILED RATE ANALYSIS — EAST AFRICAN QS FORMAT
Module / Ref | MODULE 5 | 40.06 | [5 empty] | MODULE 5¦40.06
BOQ Item | Supply and install radiant panels, heaters and warm-air units
Unit | nr | Pricing basis | Nairobi, Kenya — Sep 2026 | Currency | USD | VAT | Excluded
No. | Code | Resource Description | Category | Qty / BOQ Unit | Resource Unit | Rate (USD) | Amount (USD) | Remarks
1 | MAT-073 | Valve / control valve | Material | 1 | nr | 95.5178 | 95.5178 | Discipline-specific East African resource allowance
2 | MAT-128 | Dosing pot / dirt separator / filter | Material | 0.25 | nr | 676.5842 | 169.1461 | Discipline-specific East African resource allowance
3 | LAB-017 | HVAC/refrigeration technician | Labour | 2 | hr | 2.898 | 5.796 | Discipline-specific East African resource allowance
4 | LAB-002 | General labourer | Labour | 0.5 | hr | 0.7728 | 0.3864 | Discipline-specific East African resource allowance
5 | PLT-019 | Pipe threading/fusion equipment | Plant & Tools | 0.05 | day | 61.8238 | 3.0912 | Discipline-specific East African resource allowance
6 | SUB-005 | Mechanical / HVAC installation | Subcontractor | 0.005 | item | 5795.9815 | 28.9799 | Discipline provisional allowance — verify quotation
|  | Materials Total |  |  |  |  | 264.6638
|  | Labour Total |  |  |  |  | 6.1824
|  | Plant & Subcontract Total |  |  |  |  | 32.0711
|  | Direct Resource Cost |  |  |  |  | 302.9173
|  | Transport / Carriage | 5% of materials |  |  |  | 13.2332 | Adjust for haul distance
|  | Small Tools, Water & Sundries | 2.5% of labour + plant |  |  |  | 0.95634 | Traditional allowance
|  | PRIME COST |  |  |  |  | 317.1068
|  | Contractor Overheads | 10% |  |  |  | 31.7107 | Editable allowance
|  | Contractor Profit | 10% |  |  |  | 34.8818 | Editable allowance
|  | RATE PER BOQ UNIT | nr |  |  |  | 383.6993 | Excluding VAT
Note | Quantities are standard estimating constants and must be adjusted for specification, method, location and supplier quotations.
DETAILED RATE ANALYSIS — EAST AFRICAN QS FORMAT
Module / Ref | MODULE 5 | 40.07 | [5 empty] | MODULE 5¦40.07
BOQ Item | Supply and install VRF indoor units (cassette, ducted, wall), including connections
Unit | nr | Pricing basis | Nairobi, Kenya — Sep 2026 | Currency | USD | VAT | Excluded
No. | Code | Resource Description | Category | Qty / BOQ Unit | Resource Unit | Rate (USD) | Amount (USD) | Remarks
1 | MAT-035 | Internal flush door set | Material | 1 | nr | 97.3725 | 97.3725 | East African productivity / consumption constant
2 | MAT-027 | Ironmongery set | Material | 1 | nr | 68.9722 | 68.9722 | East African productivity / consumption constant
3 | LAB-005 | Carpenter / joiner | Labour | 3 | hr | 1.7388 | 5.2164 | East African productivity / consumption constant
4 | LAB-002 | General labourer | Labour | 1 | hr | 0.7728 | 0.7728 | East African productivity / consumption constant
5 | PLT-016 | Small tools & consumables (allowance) | Plant & Tools | 0.2 | hr | 0.5796 | 0.11592 | East African productivity / consumption constant
6 | SUB-017 | Specialist joinery installation | Subcontractor | 0.01 | item | 1391.0355 | 13.9104 | Verify supplier/subcontract quotation
|  | Materials Total |  |  |  |  | 166.3447
|  | Labour Total |  |  |  |  | 5.9892
|  | Plant & Subcontract Total |  |  |  |  | 14.0263
|  | Direct Resource Cost |  |  |  |  | 186.3601
|  | Transport / Carriage | 5% of materials |  |  |  | 8.3172 | Adjust for haul distance
|  | Small Tools, Water & Sundries | 2.5% of labour + plant |  |  |  | 0.50039 | Traditional allowance
|  | PRIME COST |  |  |  |  | 195.1777
|  | Contractor Overheads | 10% |  |  |  | 19.5178 | Editable allowance
|  | Contractor Profit | 10% |  |  |  | 21.4696 | Editable allowance
|  | RATE PER BOQ UNIT | nr |  |  |  | 236.1651 | Excluding VAT
Note | Quantities are standard estimating constants and must be adjusted for specification, method, location and supplier quotations.
DETAILED RATE ANALYSIS — EAST AFRICAN QS FORMAT
Module / Ref | MODULE 5 | 40.08 | [5 empty] | MODULE 5¦40.08
BOQ Item | Supply and install destratification and terminal ventilation units
Unit | nr | Pricing basis | Nairobi, Kenya — Sep 2026 | Currency | USD | VAT | Excluded
No. | Code | Resource Description | Category | Qty / BOQ Unit | Resource Unit | Rate (USD) | Amount (USD) | Remarks
1 | MAT-073 | Valve / control valve | Material | 1 | nr | 95.5178 | 95.5178 | Discipline-specific East African resource allowance
2 | MAT-128 | Dosing pot / dirt separator / filter | Material | 0.25 | nr | 676.5842 | 169.1461 | Discipline-specific East African resource allowance
3 | LAB-017 | HVAC/refrigeration technician | Labour | 2 | hr | 2.898 | 5.796 | Discipline-specific East African resource allowance
4 | LAB-002 | General labourer | Labour | 0.5 | hr | 0.7728 | 0.3864 | Discipline-specific East African resource allowance
5 | PLT-019 | Pipe threading/fusion equipment | Plant & Tools | 0.05 | day | 61.8238 | 3.0912 | Discipline-specific East African resource allowance
6 | SUB-005 | Mechanical / HVAC installation | Subcontractor | 0.005 | item | 5795.9815 | 28.9799 | Discipline provisional allowance — verify quotation
|  | Materials Total |  |  |  |  | 264.6638
|  | Labour Total |  |  |  |  | 6.1824
|  | Plant & Subcontract Total |  |  |  |  | 32.0711
|  | Direct Resource Cost |  |  |  |  | 302.9173
|  | Transport / Carriage | 5% of materials |  |  |  | 13.2332 | Adjust for haul distance
|  | Small Tools, Water & Sundries | 2.5% of labour + plant |  |  |  | 0.95634 | Traditional allowance
|  | PRIME COST |  |  |  |  | 317.1068
|  | Contractor Overheads | 10% |  |  |  | 31.7107 | Editable allowance
|  | Contractor Profit | 10% |  |  |  | 34.8818 | Editable allowance
|  | RATE PER BOQ UNIT | nr |  |  |  | 383.6993 | Excluding VAT
Note | Quantities are standard estimating constants and must be adjusted for specification, method, location and supplier quotations.
DETAILED RATE ANALYSIS — EAST AFRICAN QS FORMAT
Module / Ref | MODULE 5 | 40.09 | [5 empty] | MODULE 5¦40.09
BOQ Item | Connect terminal units to pipework, ductwork, drainage and controls
Unit | nr | Pricing basis | Nairobi, Kenya — Sep 2026 | Currency | USD | VAT | Excluded
No. | Code | Resource Description | Category | Qty / BOQ Unit | Resource Unit | Rate (USD) | Amount (USD) | Remarks
1 | MAT-073 | Valve / control valve | Material | 1 | nr | 95.5178 | 95.5178 | Discipline-specific East African resource allowance
2 | MAT-128 | Dosing pot / dirt separator / filter | Material | 0.25 | nr | 676.5842 | 169.1461 | Discipline-specific East African resource allowance
3 | LAB-017 | HVAC/refrigeration technician | Labour | 2 | hr | 2.898 | 5.796 | Discipline-specific East African resource allowance
4 | LAB-002 | General labourer | Labour | 0.5 | hr | 0.7728 | 0.3864 | Discipline-specific East African resource allowance
5 | PLT-019 | Pipe threading/fusion equipment | Plant & Tools | 0.05 | day | 61.8238 | 3.0912 | Discipline-specific East African resource allowance
6 | SUB-005 | Mechanical / HVAC installation | Subcontractor | 0.005 | item | 5795.9815 | 28.9799 | Discipline provisional allowance — verify quotation
|  | Materials Total |  |  |  |  | 264.6638
|  | Labour Total |  |  |  |  | 6.1824
|  | Plant & Subcontract Total |  |  |  |  | 32.0711
|  | Direct Resource Cost |  |  |  |  | 302.9173
|  | Transport / Carriage | 5% of materials |  |  |  | 13.2332 | Adjust for haul distance
|  | Small Tools, Water & Sundries | 2.5% of labour + plant |  |  |  | 0.95634 | Traditional allowance
|  | PRIME COST |  |  |  |  | 317.1068
|  | Contractor Overheads | 10% |  |  |  | 31.7107 | Editable allowance
|  | Contractor Profit | 10% |  |  |  | 34.8818 | Editable allowance
|  | RATE PER BOQ UNIT | nr |  |  |  | 383.6993 | Excluding VAT
Note | Quantities are standard estimating constants and must be adjusted for specification, method, location and supplier quotations.
DETAILED RATE ANALYSIS — EAST AFRICAN QS FORMAT
Module / Ref | MODULE 5 | 40.1 | [5 empty] | MODULE 5¦40.1
BOQ Item | Carry out setting-to-work and testing of terminal units
Unit | nr | Pricing basis | Nairobi, Kenya — Sep 2026 | Currency | USD | VAT | Excluded
No. | Code | Resource Description | Category | Qty / BOQ Unit | Resource Unit | Rate (USD) | Amount (USD) | Remarks
1 | MAT-073 | Valve / control valve | Material | 1 | nr | 95.5178 | 95.5178 | Discipline-specific East African resource allowance
2 | MAT-128 | Dosing pot / dirt separator / filter | Material | 0.25 | nr | 676.5842 | 169.1461 | Discipline-specific East African resource allowance
3 | LAB-017 | HVAC/refrigeration technician | Labour | 2 | hr | 2.898 | 5.796 | Discipline-specific East African resource allowance
4 | LAB-002 | General labourer | Labour | 0.5 | hr | 0.7728 | 0.3864 | Discipline-specific East African resource allowance
5 | PLT-019 | Pipe threading/fusion equipment | Plant & Tools | 0.05 | day | 61.8238 | 3.0912 | Discipline-specific East African resource allowance
6 | SUB-005 | Mechanical / HVAC installation | Subcontractor | 0.005 | item | 5795.9815 | 28.9799 | Discipline provisional allowance — verify quotation
|  | Materials Total |  |  |  |  | 264.6638
|  | Labour Total |  |  |  |  | 6.1824
|  | Plant & Subcontract Total |  |  |  |  | 32.0711
|  | Direct Resource Cost |  |  |  |  | 302.9173
|  | Transport / Carriage | 5% of materials |  |  |  | 13.2332 | Adjust for haul distance
|  | Small Tools, Water & Sundries | 2.5% of labour + plant |  |  |  | 0.95634 | Traditional allowance
|  | PRIME COST |  |  |  |  | 317.1068
|  | Contractor Overheads | 10% |  |  |  | 31.7107 | Editable allowance
|  | Contractor Profit | 10% |  |  |  | 34.8818 | Editable allowance
|  | RATE PER BOQ UNIT | nr |  |  |  | 383.6993 | Excluding VAT
Note | Quantities are standard estimating constants and must be adjusted for specification, method, location and supplier quotations.
DETAILED RATE ANALYSIS — EAST AFRICAN QS FORMAT
Module / Ref | MODULE 5 | 41.01 | [5 empty] | MODULE 5¦41.01
BOQ Item | Supply and install building-management-system controllers and outstations
Unit | nr | Pricing basis | Nairobi, Kenya — Sep 2026 | Currency | USD | VAT | Excluded
No. | Code | Resource Description | Category | Qty / BOQ Unit | Resource Unit | Rate (USD) | Amount (USD) | Remarks
1 | MAT-082 | Intercom / refuge outstation | Material | 1 | nr | 238.7944 | 238.7944 | East African productivity / consumption constant
2 | MAT-055 | Cat6/Cat6A data cable | Material | 5 | m | 0.97372 | 4.8686 | East African productivity / consumption constant
3 | LAB-019 | ELV/ICT/security technician | Labour | 2 | hr | 2.7048 | 5.4096 | East African productivity / consumption constant
4 | LAB-002 | General labourer | Labour | 0.5 | hr | 0.7728 | 0.3864 | East African productivity / consumption constant
5 | PLT-018 | Electrical/ICT test instruments | Plant & Tools | 0.05 | day | 38.6399 | 1.932 | East African productivity / consumption constant
6 | SUB-013 | Access-control installation and commissioning | Subcontractor | 0.005 | item | 1931.9938 | 9.66 | Verify supplier/subcontract quotation
|  | Materials Total |  |  |  |  | 243.6631
|  | Labour Total |  |  |  |  | 5.796
|  | Plant & Subcontract Total |  |  |  |  | 11.592
|  | Direct Resource Cost |  |  |  |  | 261.051
|  | Transport / Carriage | 5% of materials |  |  |  | 12.1832 | Adjust for haul distance
|  | Small Tools, Water & Sundries | 2.5% of labour + plant |  |  |  | 0.4347 | Traditional allowance
|  | PRIME COST |  |  |  |  | 273.6689
|  | Contractor Overheads | 10% |  |  |  | 27.3669 | Editable allowance
|  | Contractor Profit | 10% |  |  |  | 30.1036 | Editable allowance
|  | RATE PER BOQ UNIT | nr |  |  |  | 331.1393 | Excluding VAT
Note | Quantities are standard estimating constants and must be adjusted for specification, method, location and supplier quotations.
DETAILED RATE ANALYSIS — EAST AFRICAN QS FORMAT
Module / Ref | MODULE 5 | 41.02 | [5 empty] | MODULE 5¦41.02
BOQ Item | Supply and install BMS field sensors (temperature, pressure, flow, humidity, CO2)
Unit | nr | Pricing basis | Nairobi, Kenya — Sep 2026 | Currency | USD | VAT | Excluded
No. | Code | Resource Description | Category | Qty / BOQ Unit | Resource Unit | Rate (USD) | Amount (USD) | Remarks
1 | MAT-154 | BMS sensor / transmitter | Material | 1 | nr | 119.3972 | 119.3972 | Specific East African resource constant
2 | MAT-055 | Cat6/Cat6A data cable | Material | 3 | m | 0.97372 | 2.9212 | Specific East African resource constant
3 | LAB-019 | ELV/ICT/security technician | Labour | 1 | hr | 2.7048 | 2.7048 | Specific East African resource constant
4 | LAB-002 | General labourer | Labour | 0.2 | hr | 0.7728 | 0.15456 | Specific East African resource constant
5 | PLT-018 | Electrical/ICT test instruments | Plant & Tools | 0.02 | day | 38.6399 | 0.7728 | Specific East African resource constant
6 | SUB-014 | BMS installation and commissioning | Subcontractor | 0.002 | item | 3863.9876 | 7.728 | Verify local quotation / authority charge
|  | Materials Total |  |  |  |  | 122.3184
|  | Labour Total |  |  |  |  | 2.8594
|  | Plant & Subcontract Total |  |  |  |  | 8.5008
|  | Direct Resource Cost |  |  |  |  | 133.6785
|  | Transport / Carriage | 5% of materials |  |  |  | 6.1159 | Adjust for haul distance
|  | Small Tools, Water & Sundries | 2.5% of labour + plant |  |  |  | 0.284 | Traditional allowance
|  | PRIME COST |  |  |  |  | 140.0784
|  | Contractor Overheads | 10% |  |  |  | 14.0078 | Editable allowance
|  | Contractor Profit | 10% |  |  |  | 15.4086 | Editable allowance
|  | RATE PER BOQ UNIT | nr |  |  |  | 169.4949 | Excluding VAT
Note | Quantities are standard estimating constants and must be adjusted for specification, method, location and supplier quotations.
DETAILED RATE ANALYSIS — EAST AFRICAN QS FORMAT
Module / Ref | MODULE 5 | 41.03 | [5 empty] | MODULE 5¦41.03
BOQ Item | Supply and install control valves, actuators and damper actuators (controls scope)
Unit | nr | Pricing basis | Nairobi, Kenya — Sep 2026 | Currency | USD | VAT | Excluded
No. | Code | Resource Description | Category | Qty / BOQ Unit | Resource Unit | Rate (USD) | Amount (USD) | Remarks
1 | MAT-156 | Damper/valve actuator | Material | 1 | nr | 198.9954 | 198.9954 | Specific East African resource constant
2 | MAT-055 | Cat6/Cat6A data cable | Material | 3 | m | 0.97372 | 2.9212 | Specific East African resource constant
3 | LAB-019 | ELV/ICT/security technician | Labour | 1.5 | hr | 2.7048 | 4.0572 | Specific East African resource constant
4 | LAB-002 | General labourer | Labour | 0.3 | hr | 0.7728 | 0.23184 | Specific East African resource constant
5 | PLT-018 | Electrical/ICT test instruments | Plant & Tools | 0.03 | day | 38.6399 | 1.1592 | Specific East African resource constant
6 | SUB-014 | BMS installation and commissioning | Subcontractor | 0.003 | item | 3863.9876 | 11.592 | Verify local quotation / authority charge
|  | Materials Total |  |  |  |  | 201.9165
|  | Labour Total |  |  |  |  | 4.289
|  | Plant & Subcontract Total |  |  |  |  | 12.7512
|  | Direct Resource Cost |  |  |  |  | 218.9567
|  | Transport / Carriage | 5% of materials |  |  |  | 10.0958 | Adjust for haul distance
|  | Small Tools, Water & Sundries | 2.5% of labour + plant |  |  |  | 0.426 | Traditional allowance
|  | PRIME COST |  |  |  |  | 229.4786
|  | Contractor Overheads | 10% |  |  |  | 22.9479 | Editable allowance
|  | Contractor Profit | 10% |  |  |  | 25.2426 | Editable allowance
|  | RATE PER BOQ UNIT | nr |  |  |  | 277.6691 | Excluding VAT
Note | Quantities are standard estimating constants and must be adjusted for specification, method, location and supplier quotations.
DETAILED RATE ANALYSIS — EAST AFRICAN QS FORMAT
Module / Ref | MODULE 5 | 41.04 | [5 empty] | MODULE 5¦41.04
BOQ Item | Supply and install control panels, motor-control centres and starters
Unit | nr | Pricing basis | Nairobi, Kenya — Sep 2026 | Currency | USD | VAT | Excluded
No. | Code | Resource Description | Category | Qty / BOQ Unit | Resource Unit | Rate (USD) | Amount (USD) | Remarks
1 | MAT-073 | Valve / control valve | Material | 1 | nr | 95.5178 | 95.5178 | Discipline-specific East African resource allowance
2 | MAT-128 | Dosing pot / dirt separator / filter | Material | 0.25 | nr | 676.5842 | 169.1461 | Discipline-specific East African resource allowance
3 | LAB-017 | HVAC/refrigeration technician | Labour | 2 | hr | 2.898 | 5.796 | Discipline-specific East African resource allowance
4 | LAB-002 | General labourer | Labour | 0.5 | hr | 0.7728 | 0.3864 | Discipline-specific East African resource allowance
5 | PLT-019 | Pipe threading/fusion equipment | Plant & Tools | 0.05 | day | 61.8238 | 3.0912 | Discipline-specific East African resource allowance
6 | SUB-005 | Mechanical / HVAC installation | Subcontractor | 0.005 | item | 5795.9815 | 28.9799 | Discipline provisional allowance — verify quotation
|  | Materials Total |  |  |  |  | 264.6638
|  | Labour Total |  |  |  |  | 6.1824
|  | Plant & Subcontract Total |  |  |  |  | 32.0711
|  | Direct Resource Cost |  |  |  |  | 302.9173
|  | Transport / Carriage | 5% of materials |  |  |  | 13.2332 | Adjust for haul distance
|  | Small Tools, Water & Sundries | 2.5% of labour + plant |  |  |  | 0.95634 | Traditional allowance
|  | PRIME COST |  |  |  |  | 317.1068
|  | Contractor Overheads | 10% |  |  |  | 31.7107 | Editable allowance
|  | Contractor Profit | 10% |  |  |  | 34.8818 | Editable allowance
|  | RATE PER BOQ UNIT | nr |  |  |  | 383.6993 | Excluding VAT
Note | Quantities are standard estimating constants and must be adjusted for specification, method, location and supplier quotations.
DETAILED RATE ANALYSIS — EAST AFRICAN QS FORMAT
Module / Ref | MODULE 5 | 41.05 | [5 empty] | MODULE 5¦41.05
BOQ Item | Supply and install BMS network cabling, containment and terminations
Unit | m | Pricing basis | Nairobi, Kenya — Sep 2026 | Currency | USD | VAT | Excluded
No. | Code | Resource Description | Category | Qty / BOQ Unit | Resource Unit | Rate (USD) | Amount (USD) | Remarks
1 | MAT-002 | Ancillary fittings, supports, fixings and connection materials | Material | 0.05 | item | 40.5719 | 2.0286 | East African productivity / consumption constant
2 | MAT-001 | Specified item / equipment (compliance / BIM item) | Material | 0.01 | item | 405.7187 | 4.0572 | Verify supplier/subcontract quotation
3 | LAB-003 | Skilled labourer | Labour | 0.25 | hr | 1.1592 | 0.2898 | East African productivity / consumption constant
4 | LAB-002 | General labourer | Labour | 0.12 | hr | 0.7728 | 0.092736 | East African productivity / consumption constant
5 | PLT-016 | Small tools & consumables (allowance) | Plant & Tools | 0.05 | hr | 0.5796 | 0.02898 | East African productivity / consumption constant
6 | SUB-001 | Testing / commissioning allowance | Subcontractor | 0 | item | 193.1994 | 0 | Verify supplier/subcontract quotation
|  | Materials Total |  |  |  |  | 6.0858
|  | Labour Total |  |  |  |  | 0.38253
|  | Plant & Subcontract Total |  |  |  |  | 0.02898
|  | Direct Resource Cost |  |  |  |  | 6.4973
|  | Transport / Carriage | 5% of materials |  |  |  | 0.30429 | Adjust for haul distance
|  | Small Tools, Water & Sundries | 2.5% of labour + plant |  |  |  | 0.010288 | Traditional allowance
|  | PRIME COST |  |  |  |  | 6.8119
|  | Contractor Overheads | 10% |  |  |  | 0.68119 | Editable allowance
|  | Contractor Profit | 10% |  |  |  | 0.74931 | Editable allowance
|  | RATE PER BOQ UNIT | m |  |  |  | 8.2424 | Excluding VAT
Note | Quantities are standard estimating constants and must be adjusted for specification, method, location and supplier quotations.
DETAILED RATE ANALYSIS — EAST AFRICAN QS FORMAT
Module / Ref | MODULE 5 | 41.06 | [5 empty] | MODULE 5¦41.06
BOQ Item | Supply and install local control packages to plant items
Unit | nr | Pricing basis | Nairobi, Kenya — Sep 2026 | Currency | USD | VAT | Excluded
No. | Code | Resource Description | Category | Qty / BOQ Unit | Resource Unit | Rate (USD) | Amount (USD) | Remarks
1 | MAT-073 | Valve / control valve | Material | 1 | nr | 95.5178 | 95.5178 | Discipline-specific East African resource allowance
2 | MAT-128 | Dosing pot / dirt separator / filter | Material | 0.25 | nr | 676.5842 | 169.1461 | Discipline-specific East African resource allowance
3 | LAB-017 | HVAC/refrigeration technician | Labour | 2 | hr | 2.898 | 5.796 | Discipline-specific East African resource allowance
4 | LAB-002 | General labourer | Labour | 0.5 | hr | 0.7728 | 0.3864 | Discipline-specific East African resource allowance
5 | PLT-019 | Pipe threading/fusion equipment | Plant & Tools | 0.05 | day | 61.8238 | 3.0912 | Discipline-specific East African resource allowance
6 | SUB-005 | Mechanical / HVAC installation | Subcontractor | 0.005 | item | 5795.9815 | 28.9799 | Discipline provisional allowance — verify quotation
|  | Materials Total |  |  |  |  | 264.6638
|  | Labour Total |  |  |  |  | 6.1824
|  | Plant & Subcontract Total |  |  |  |  | 32.0711
|  | Direct Resource Cost |  |  |  |  | 302.9173
|  | Transport / Carriage | 5% of materials |  |  |  | 13.2332 | Adjust for haul distance
|  | Small Tools, Water & Sundries | 2.5% of labour + plant |  |  |  | 0.95634 | Traditional allowance
|  | PRIME COST |  |  |  |  | 317.1068
|  | Contractor Overheads | 10% |  |  |  | 31.7107 | Editable allowance
|  | Contractor Profit | 10% |  |  |  | 34.8818 | Editable allowance
|  | RATE PER BOQ UNIT | nr |  |  |  | 383.6993 | Excluding VAT
Note | Quantities are standard estimating constants and must be adjusted for specification, method, location and supplier quotations.
DETAILED RATE ANALYSIS — EAST AFRICAN QS FORMAT
Module / Ref | MODULE 5 | 41.07 | [5 empty] | MODULE 5¦41.07
BOQ Item | Supply and install head-end workstation, graphics and software configuration
Unit | item | Pricing basis | Nairobi, Kenya — Sep 2026 | Currency | USD | VAT | Excluded
No. | Code | Resource Description | Category | Qty / BOQ Unit | Resource Unit | Rate (USD) | Amount (USD) | Remarks
1 | MAT-096 | Signage / graphic panel | Material | 1 | nr | 121.7156 | 121.7156 | East African productivity / consumption constant
2 | MAT-002 | Ancillary fittings, supports, fixings and connection materials | Material | 0.1 | item | 40.5719 | 4.0572 | East African productivity / consumption constant
3 | LAB-019 | ELV/ICT/security technician | Labour | 2 | hr | 2.7048 | 5.4096 | East African productivity / consumption constant
4 | LAB-002 | General labourer | Labour | 1 | hr | 0.7728 | 0.7728 | East African productivity / consumption constant
5 | PLT-020 | Scissor lift / MEWP | Plant & Tools | 0.02 | day | 154.5595 | 3.0912 | East African productivity / consumption constant
6 | SUB-018 | Signage/branding installation | Subcontractor | 0.02 | item | 927.357 | 18.5471 | Verify supplier/subcontract quotation
|  | Materials Total |  |  |  |  | 125.7728
|  | Labour Total |  |  |  |  | 6.1824
|  | Plant & Subcontract Total |  |  |  |  | 21.6383
|  | Direct Resource Cost |  |  |  |  | 153.5935
|  | Transport / Carriage | 5% of materials |  |  |  | 6.2886 | Adjust for haul distance
|  | Small Tools, Water & Sundries | 2.5% of labour + plant |  |  |  | 0.69552 | Traditional allowance
|  | PRIME COST |  |  |  |  | 160.5777
|  | Contractor Overheads | 10% |  |  |  | 16.0578 | Editable allowance
|  | Contractor Profit | 10% |  |  |  | 17.6635 | Editable allowance
|  | RATE PER BOQ UNIT | item |  |  |  | 194.299 | Excluding VAT
Note | Quantities are standard estimating constants and must be adjusted for specification, method, location and supplier quotations.
DETAILED RATE ANALYSIS — EAST AFRICAN QS FORMAT
Module / Ref | MODULE 5 | 41.08 | [5 empty] | MODULE 5¦41.08
BOQ Item | Carry out point-to-point checks, software commissioning and integration
Unit | nr | Pricing basis | Nairobi, Kenya — Sep 2026 | Currency | USD | VAT | Excluded
No. | Code | Resource Description | Category | Qty / BOQ Unit | Resource Unit | Rate (USD) | Amount (USD) | Remarks
1 | MAT-073 | Valve / control valve | Material | 1 | nr | 95.5178 | 95.5178 | Discipline-specific East African resource allowance
2 | MAT-128 | Dosing pot / dirt separator / filter | Material | 0.25 | nr | 676.5842 | 169.1461 | Discipline-specific East African resource allowance
3 | LAB-017 | HVAC/refrigeration technician | Labour | 2 | hr | 2.898 | 5.796 | Discipline-specific East African resource allowance
4 | LAB-002 | General labourer | Labour | 0.5 | hr | 0.7728 | 0.3864 | Discipline-specific East African resource allowance
5 | PLT-019 | Pipe threading/fusion equipment | Plant & Tools | 0.05 | day | 61.8238 | 3.0912 | Discipline-specific East African resource allowance
6 | SUB-005 | Mechanical / HVAC installation | Subcontractor | 0.005 | item | 5795.9815 | 28.9799 | Discipline provisional allowance — verify quotation
|  | Materials Total |  |  |  |  | 264.6638
|  | Labour Total |  |  |  |  | 6.1824
|  | Plant & Subcontract Total |  |  |  |  | 32.0711
|  | Direct Resource Cost |  |  |  |  | 302.9173
|  | Transport / Carriage | 5% of materials |  |  |  | 13.2332 | Adjust for haul distance
|  | Small Tools, Water & Sundries | 2.5% of labour + plant |  |  |  | 0.95634 | Traditional allowance
|  | PRIME COST |  |  |  |  | 317.1068
|  | Contractor Overheads | 10% |  |  |  | 31.7107 | Editable allowance
|  | Contractor Profit | 10% |  |  |  | 34.8818 | Editable allowance
|  | RATE PER BOQ UNIT | nr |  |  |  | 383.6993 | Excluding VAT
Note | Quantities are standard estimating constants and must be adjusted for specification, method, location and supplier quotations.
DETAILED RATE ANALYSIS — EAST AFRICAN QS FORMAT
Module / Ref | MODULE 5 | 42.01 | [5 empty] | MODULE 5¦42.01
BOQ Item | Supply and install thermal insulation to heating and hot-water pipework, including finish
Unit | m | Pricing basis | Nairobi, Kenya — Sep 2026 | Currency | USD | VAT | Excluded
No. | Code | Resource Description | Category | Qty / BOQ Unit | Resource Unit | Rate (USD) | Amount (USD) | Remarks
1 | MAT-048 | PPR water pipe and fittings | Material | 1.05 | m | 2.4343 | 2.556 | East African productivity / consumption constant
2 | MAT-002 | Ancillary fittings, supports, fixings and connection materials | Material | 0.03 | item | 40.5719 | 1.2172 | East African productivity / consumption constant
3 | LAB-011 | Plumber | Labour | 0.35 | hr | 2.3184 | 0.81144 | East African productivity / consumption constant
4 | LAB-002 | General labourer | Labour | 0.15 | hr | 0.7728 | 0.11592 | East African productivity / consumption constant
5 | PLT-019 | Pipe threading/fusion equipment | Plant & Tools | 0.03 | day | 61.8238 | 1.8547 | East African productivity / consumption constant
6 | SUB-005 | Mechanical / HVAC installation | Subcontractor | 0 | item | 5795.9815 | 0 | Verify supplier/subcontract quotation
|  | Materials Total |  |  |  |  | 3.7732
|  | Labour Total |  |  |  |  | 0.92736
|  | Plant & Subcontract Total |  |  |  |  | 1.8547
|  | Direct Resource Cost |  |  |  |  | 6.5553
|  | Transport / Carriage | 5% of materials |  |  |  | 0.18866 | Adjust for haul distance
|  | Small Tools, Water & Sundries | 2.5% of labour + plant |  |  |  | 0.069552 | Traditional allowance
|  | PRIME COST |  |  |  |  | 6.8135
|  | Contractor Overheads | 10% |  |  |  | 0.68135 | Editable allowance
|  | Contractor Profit | 10% |  |  |  | 0.74948 | Editable allowance
|  | RATE PER BOQ UNIT | m |  |  |  | 8.2443 | Excluding VAT
Note | Quantities are standard estimating constants and must be adjusted for specification, method, location and supplier quotations.
DETAILED RATE ANALYSIS — EAST AFRICAN QS FORMAT
Module / Ref | MODULE 5 | 42.02 | [5 empty] | MODULE 5¦42.02
BOQ Item | Supply and install anti-condensation insulation to chilled-water and refrigerant pipework
Unit | m | Pricing basis | Nairobi, Kenya — Sep 2026 | Currency | USD | VAT | Excluded
No. | Code | Resource Description | Category | Qty / BOQ Unit | Resource Unit | Rate (USD) | Amount (USD) | Remarks
1 | MAT-048 | PPR water pipe and fittings | Material | 1.05 | m | 2.4343 | 2.556 | East African productivity / consumption constant
2 | MAT-002 | Ancillary fittings, supports, fixings and connection materials | Material | 0.03 | item | 40.5719 | 1.2172 | East African productivity / consumption constant
3 | LAB-011 | Plumber | Labour | 0.35 | hr | 2.3184 | 0.81144 | East African productivity / consumption constant
4 | LAB-002 | General labourer | Labour | 0.15 | hr | 0.7728 | 0.11592 | East African productivity / consumption constant
5 | PLT-019 | Pipe threading/fusion equipment | Plant & Tools | 0.03 | day | 61.8238 | 1.8547 | East African productivity / consumption constant
6 | SUB-005 | Mechanical / HVAC installation | Subcontractor | 0 | item | 5795.9815 | 0 | Verify supplier/subcontract quotation
|  | Materials Total |  |  |  |  | 3.7732
|  | Labour Total |  |  |  |  | 0.92736
|  | Plant & Subcontract Total |  |  |  |  | 1.8547
|  | Direct Resource Cost |  |  |  |  | 6.5553
|  | Transport / Carriage | 5% of materials |  |  |  | 0.18866 | Adjust for haul distance
|  | Small Tools, Water & Sundries | 2.5% of labour + plant |  |  |  | 0.069552 | Traditional allowance
|  | PRIME COST |  |  |  |  | 6.8135
|  | Contractor Overheads | 10% |  |  |  | 0.68135 | Editable allowance
|  | Contractor Profit | 10% |  |  |  | 0.74948 | Editable allowance
|  | RATE PER BOQ UNIT | m |  |  |  | 8.2443 | Excluding VAT
Note | Quantities are standard estimating constants and must be adjusted for specification, method, location and supplier quotations.
DETAILED RATE ANALYSIS — EAST AFRICAN QS FORMAT
Module / Ref | MODULE 5 | 42.03 | [5 empty] | MODULE 5¦42.03
BOQ Item | Supply and install ductwork thermal insulation, including vapour barrier and finish
Unit | m² | Pricing basis | Nairobi, Kenya — Sep 2026 | Currency | USD | VAT | Excluded
No. | Code | Resource Description | Category | Qty / BOQ Unit | Resource Unit | Rate (USD) | Amount (USD) | Remarks
1 | MAT-051 | Galvanised sheet-metal ductwork | Material | 1.05 | m² | 36.5147 | 38.3404 | East African productivity / consumption constant
2 | MAT-052 | Duct/pipe insulation | Material | 1.05 | m² | 12.5193 | 13.1453 | East African productivity / consumption constant
3 | LAB-017 | HVAC/refrigeration technician | Labour | 0.6 | hr | 2.898 | 1.7388 | East African productivity / consumption constant
4 | LAB-002 | General labourer | Labour | 0.25 | hr | 0.7728 | 0.1932 | East African productivity / consumption constant
5 | PLT-020 | Scissor lift / MEWP | Plant & Tools | 0.01 | day | 154.5595 | 1.5456 | East African productivity / consumption constant
6 | SUB-005 | Mechanical / HVAC installation | Subcontractor | 0 | item | 5795.9815 | 0 | Verify supplier/subcontract quotation
|  | Materials Total |  |  |  |  | 51.4857
|  | Labour Total |  |  |  |  | 1.932
|  | Plant & Subcontract Total |  |  |  |  | 1.5456
|  | Direct Resource Cost |  |  |  |  | 54.9633
|  | Transport / Carriage | 5% of materials |  |  |  | 2.5743 | Adjust for haul distance
|  | Small Tools, Water & Sundries | 2.5% of labour + plant |  |  |  | 0.08694 | Traditional allowance
|  | PRIME COST |  |  |  |  | 57.6245
|  | Contractor Overheads | 10% |  |  |  | 5.7625 | Editable allowance
|  | Contractor Profit | 10% |  |  |  | 6.3387 | Editable allowance
|  | RATE PER BOQ UNIT | m² |  |  |  | 69.7257 | Excluding VAT
Note | Quantities are standard estimating constants and must be adjusted for specification, method, location and supplier quotations.
DETAILED RATE ANALYSIS — EAST AFRICAN QS FORMAT
Module / Ref | MODULE 5 | 42.04 | [5 empty] | MODULE 5¦42.04
BOQ Item | Supply and install acoustic insulation and lagging to ductwork and plant
Unit | m² | Pricing basis | Nairobi, Kenya — Sep 2026 | Currency | USD | VAT | Excluded
No. | Code | Resource Description | Category | Qty / BOQ Unit | Resource Unit | Rate (USD) | Amount (USD) | Remarks
1 | MAT-051 | Galvanised sheet-metal ductwork | Material | 1.05 | m² | 36.5147 | 38.3404 | East African productivity / consumption constant
2 | MAT-052 | Duct/pipe insulation | Material | 1.05 | m² | 12.5193 | 13.1453 | East African productivity / consumption constant
3 | LAB-017 | HVAC/refrigeration technician | Labour | 0.6 | hr | 2.898 | 1.7388 | East African productivity / consumption constant
4 | LAB-002 | General labourer | Labour | 0.25 | hr | 0.7728 | 0.1932 | East African productivity / consumption constant
5 | PLT-020 | Scissor lift / MEWP | Plant & Tools | 0.01 | day | 154.5595 | 1.5456 | East African productivity / consumption constant
6 | SUB-005 | Mechanical / HVAC installation | Subcontractor | 0 | item | 5795.9815 | 0 | Verify supplier/subcontract quotation
|  | Materials Total |  |  |  |  | 51.4857
|  | Labour Total |  |  |  |  | 1.932
|  | Plant & Subcontract Total |  |  |  |  | 1.5456
|  | Direct Resource Cost |  |  |  |  | 54.9633
|  | Transport / Carriage | 5% of materials |  |  |  | 2.5743 | Adjust for haul distance
|  | Small Tools, Water & Sundries | 2.5% of labour + plant |  |  |  | 0.08694 | Traditional allowance
|  | PRIME COST |  |  |  |  | 57.6245
|  | Contractor Overheads | 10% |  |  |  | 5.7625 | Editable allowance
|  | Contractor Profit | 10% |  |  |  | 6.3387 | Editable allowance
|  | RATE PER BOQ UNIT | m² |  |  |  | 69.7257 | Excluding VAT
Note | Quantities are standard estimating constants and must be adjusted for specification, method, location and supplier quotations.
DETAILED RATE ANALYSIS — EAST AFRICAN QS FORMAT
Module / Ref | MODULE 5 | 42.05 | [5 empty] | MODULE 5¦42.05
BOQ Item | Supply and install fire protection and fire-rated wrap to ductwork and pipework
Unit | m² | Pricing basis | Nairobi, Kenya — Sep 2026 | Currency | USD | VAT | Excluded
No. | Code | Resource Description | Category | Qty / BOQ Unit | Resource Unit | Rate (USD) | Amount (USD) | Remarks
1 | MAT-051 | Galvanised sheet-metal ductwork | Material | 1.05 | m² | 36.5147 | 38.3404 | East African productivity / consumption constant
2 | MAT-052 | Duct/pipe insulation | Material | 1.05 | m² | 12.5193 | 13.1453 | East African productivity / consumption constant
3 | LAB-017 | HVAC/refrigeration technician | Labour | 0.6 | hr | 2.898 | 1.7388 | East African productivity / consumption constant
4 | LAB-002 | General labourer | Labour | 0.25 | hr | 0.7728 | 0.1932 | East African productivity / consumption constant
5 | PLT-020 | Scissor lift / MEWP | Plant & Tools | 0.01 | day | 154.5595 | 1.5456 | East African productivity / consumption constant
6 | SUB-005 | Mechanical / HVAC installation | Subcontractor | 0 | item | 5795.9815 | 0 | Verify supplier/subcontract quotation
|  | Materials Total |  |  |  |  | 51.4857
|  | Labour Total |  |  |  |  | 1.932
|  | Plant & Subcontract Total |  |  |  |  | 1.5456
|  | Direct Resource Cost |  |  |  |  | 54.9633
|  | Transport / Carriage | 5% of materials |  |  |  | 2.5743 | Adjust for haul distance
|  | Small Tools, Water & Sundries | 2.5% of labour + plant |  |  |  | 0.08694 | Traditional allowance
|  | PRIME COST |  |  |  |  | 57.6245
|  | Contractor Overheads | 10% |  |  |  | 5.7625 | Editable allowance
|  | Contractor Profit | 10% |  |  |  | 6.3387 | Editable allowance
|  | RATE PER BOQ UNIT | m² |  |  |  | 69.7257 | Excluding VAT
Note | Quantities are standard estimating constants and must be adjusted for specification, method, location and supplier quotations.
DETAILED RATE ANALYSIS — EAST AFRICAN QS FORMAT
Module / Ref | MODULE 5 | 42.06 | [5 empty] | MODULE 5¦42.06
BOQ Item | Supply and install insulation and cladding to plant, vessels and equipment
Unit | m² | Pricing basis | Nairobi, Kenya — Sep 2026 | Currency | USD | VAT | Excluded
No. | Code | Resource Description | Category | Qty / BOQ Unit | Resource Unit | Rate (USD) | Amount (USD) | Remarks
1 | MAT-019 | Double-glazed glass unit | Material | 0.6 | m² | 68.9722 | 41.3833 | East African productivity / consumption constant
2 | MAT-002 | Ancillary fittings, supports, fixings and connection materials | Material | 0.15 | item | 40.5719 | 6.0858 | East African productivity / consumption constant
3 | LAB-013 | Glazier | Labour | 0.8 | hr | 1.932 | 1.5456 | East African productivity / consumption constant
4 | LAB-002 | General labourer | Labour | 0.3 | hr | 0.7728 | 0.23184 | East African productivity / consumption constant
5 | PLT-020 | Scissor lift / MEWP | Plant & Tools | 0.03 | day | 154.5595 | 4.6368 | East African productivity / consumption constant
6 | SUB-010 | Cladding / façade | Subcontractor | 0.4 | m² | 115.9196 | 46.3679 | Verify supplier/subcontract quotation
|  | Materials Total |  |  |  |  | 47.4691
|  | Labour Total |  |  |  |  | 1.7774
|  | Plant & Subcontract Total |  |  |  |  | 51.0046
|  | Direct Resource Cost |  |  |  |  | 100.2512
|  | Transport / Carriage | 5% of materials |  |  |  | 2.3735 | Adjust for haul distance
|  | Small Tools, Water & Sundries | 2.5% of labour + plant |  |  |  | 1.3196 | Traditional allowance
|  | PRIME COST |  |  |  |  | 103.9442
|  | Contractor Overheads | 10% |  |  |  | 10.3944 | Editable allowance
|  | Contractor Profit | 10% |  |  |  | 11.4339 | Editable allowance
|  | RATE PER BOQ UNIT | m² |  |  |  | 125.7724 | Excluding VAT
Note | Quantities are standard estimating constants and must be adjusted for specification, method, location and supplier quotations.
DETAILED RATE ANALYSIS — EAST AFRICAN QS FORMAT
Module / Ref | MODULE 5 | 42.07 | [5 empty] | MODULE 5¦42.07
BOQ Item | Provide identification, banding and flow-marking to insulated services
Unit | m | Pricing basis | Nairobi, Kenya — Sep 2026 | Currency | USD | VAT | Excluded
No. | Code | Resource Description | Category | Qty / BOQ Unit | Resource Unit | Rate (USD) | Amount (USD) | Remarks
1 | MAT-002 | Ancillary fittings, supports, fixings and connection materials | Material | 0.05 | item | 40.5719 | 2.0286 | East African productivity / consumption constant
2 | MAT-001 | Specified item / equipment (compliance / BIM item) | Material | 0.01 | item | 405.7187 | 4.0572 | Verify supplier/subcontract quotation
3 | LAB-003 | Skilled labourer | Labour | 0.25 | hr | 1.1592 | 0.2898 | East African productivity / consumption constant
4 | LAB-002 | General labourer | Labour | 0.12 | hr | 0.7728 | 0.092736 | East African productivity / consumption constant
5 | PLT-016 | Small tools & consumables (allowance) | Plant & Tools | 0.05 | hr | 0.5796 | 0.02898 | East African productivity / consumption constant
6 | SUB-001 | Testing / commissioning allowance | Subcontractor | 0 | item | 193.1994 | 0 | Verify supplier/subcontract quotation
|  | Materials Total |  |  |  |  | 6.0858
|  | Labour Total |  |  |  |  | 0.38253
|  | Plant & Subcontract Total |  |  |  |  | 0.02898
|  | Direct Resource Cost |  |  |  |  | 6.4973
|  | Transport / Carriage | 5% of materials |  |  |  | 0.30429 | Adjust for haul distance
|  | Small Tools, Water & Sundries | 2.5% of labour + plant |  |  |  | 0.010288 | Traditional allowance
|  | PRIME COST |  |  |  |  | 6.8119
|  | Contractor Overheads | 10% |  |  |  | 0.68119 | Editable allowance
|  | Contractor Profit | 10% |  |  |  | 0.74931 | Editable allowance
|  | RATE PER BOQ UNIT | m |  |  |  | 8.2424 | Excluding VAT
Note | Quantities are standard estimating constants and must be adjusted for specification, method, location and supplier quotations.
DETAILED RATE ANALYSIS — EAST AFRICAN QS FORMAT
Module / Ref | MODULE 5 | 42.08 | [5 empty] | MODULE 5¦42.08
BOQ Item | Supply and install pipe/duct sleeves, seals and builder's-work supports
Unit | nr | Pricing basis | Nairobi, Kenya — Sep 2026 | Currency | USD | VAT | Excluded
No. | Code | Resource Description | Category | Qty / BOQ Unit | Resource Unit | Rate (USD) | Amount (USD) | Remarks
1 | MAT-073 | Valve / control valve | Material | 1 | nr | 95.5178 | 95.5178 | Discipline-specific East African resource allowance
2 | MAT-128 | Dosing pot / dirt separator / filter | Material | 0.25 | nr | 676.5842 | 169.1461 | Discipline-specific East African resource allowance
3 | LAB-017 | HVAC/refrigeration technician | Labour | 2 | hr | 2.898 | 5.796 | Discipline-specific East African resource allowance
4 | LAB-002 | General labourer | Labour | 0.5 | hr | 0.7728 | 0.3864 | Discipline-specific East African resource allowance
5 | PLT-019 | Pipe threading/fusion equipment | Plant & Tools | 0.05 | day | 61.8238 | 3.0912 | Discipline-specific East African resource allowance
6 | SUB-005 | Mechanical / HVAC installation | Subcontractor | 0.005 | item | 5795.9815 | 28.9799 | Discipline provisional allowance — verify quotation
|  | Materials Total |  |  |  |  | 264.6638
|  | Labour Total |  |  |  |  | 6.1824
|  | Plant & Subcontract Total |  |  |  |  | 32.0711
|  | Direct Resource Cost |  |  |  |  | 302.9173
|  | Transport / Carriage | 5% of materials |  |  |  | 13.2332 | Adjust for haul distance
|  | Small Tools, Water & Sundries | 2.5% of labour + plant |  |  |  | 0.95634 | Traditional allowance
|  | PRIME COST |  |  |  |  | 317.1068
|  | Contractor Overheads | 10% |  |  |  | 31.7107 | Editable allowance
|  | Contractor Profit | 10% |  |  |  | 34.8818 | Editable allowance
|  | RATE PER BOQ UNIT | nr |  |  |  | 383.6993 | Excluding VAT
Note | Quantities are standard estimating constants and must be adjusted for specification, method, location and supplier quotations.
DETAILED RATE ANALYSIS — EAST AFRICAN QS FORMAT
Module / Ref | MODULE 5 | 42.09 | [5 empty] | MODULE 5¦42.09
BOQ Item | Provide fire-stopping and intumescent sealing to HVAC penetrations
Unit | nr | Pricing basis | Nairobi, Kenya — Sep 2026 | Currency | USD | VAT | Excluded
No. | Code | Resource Description | Category | Qty / BOQ Unit | Resource Unit | Rate (USD) | Amount (USD) | Remarks
1 | MAT-116 | Fire-stopping penetration seal | Material | 1 | nr | 36.5147 | 36.5147 | Specific East African resource constant
2 | MAT-002 | Ancillary fittings, supports, fixings and connection materials | Material | 0.02 | item | 40.5719 | 0.81144 | Specific East African resource constant
3 | LAB-018 | Fire-systems technician | Labour | 0.5 | hr | 2.7048 | 1.3524 | Specific East African resource constant
4 | LAB-002 | General labourer | Labour | 0.2 | hr | 0.7728 | 0.15456 | Specific East African resource constant
5 | PLT-016 | Small tools & consumables (allowance) | Plant & Tools | 0.02 | hr | 0.5796 | 0.011592 | Specific East African resource constant
6 | SUB-007 | Fire protection installation | Subcontractor | 0.002 | item | 3477.5889 | 6.9552 | Verify local quotation / authority charge
|  | Materials Total |  |  |  |  | 37.3261
|  | Labour Total |  |  |  |  | 1.507
|  | Plant & Subcontract Total |  |  |  |  | 6.9668
|  | Direct Resource Cost |  |  |  |  | 45.7998
|  | Transport / Carriage | 5% of materials |  |  |  | 1.8663 | Adjust for haul distance
|  | Small Tools, Water & Sundries | 2.5% of labour + plant |  |  |  | 0.21184 | Traditional allowance
|  | PRIME COST |  |  |  |  | 47.878
|  | Contractor Overheads | 10% |  |  |  | 4.7878 | Editable allowance
|  | Contractor Profit | 10% |  |  |  | 5.2666 | Editable allowance
|  | RATE PER BOQ UNIT | nr |  |  |  | 57.9324 | Excluding VAT
Note | Quantities are standard estimating constants and must be adjusted for specification, method, location and supplier quotations.
DETAILED RATE ANALYSIS — EAST AFRICAN QS FORMAT
Module / Ref | MODULE 5 | 43.01 | [5 empty] | MODULE 5¦43.01
BOQ Item | Carry out static completion and pre-commissioning cleaning of systems
Unit | item | Pricing basis | Nairobi, Kenya — Sep 2026 | Currency | USD | VAT | Excluded
No. | Code | Resource Description | Category | Qty / BOQ Unit | Resource Unit | Rate (USD) | Amount (USD) | Remarks
1 | MAT-073 | Valve / control valve | Material | 1 | nr | 95.5178 | 95.5178 | Discipline-specific East African resource allowance
2 | MAT-128 | Dosing pot / dirt separator / filter | Material | 0.25 | nr | 676.5842 | 169.1461 | Discipline-specific East African resource allowance
3 | LAB-017 | HVAC/refrigeration technician | Labour | 2 | hr | 2.898 | 5.796 | Discipline-specific East African resource allowance
4 | LAB-002 | General labourer | Labour | 0.5 | hr | 0.7728 | 0.3864 | Discipline-specific East African resource allowance
5 | PLT-019 | Pipe threading/fusion equipment | Plant & Tools | 0.05 | day | 61.8238 | 3.0912 | Discipline-specific East African resource allowance
6 | SUB-005 | Mechanical / HVAC installation | Subcontractor | 0.005 | item | 5795.9815 | 28.9799 | Discipline provisional allowance — verify quotation
|  | Materials Total |  |  |  |  | 264.6638
|  | Labour Total |  |  |  |  | 6.1824
|  | Plant & Subcontract Total |  |  |  |  | 32.0711
|  | Direct Resource Cost |  |  |  |  | 302.9173
|  | Transport / Carriage | 5% of materials |  |  |  | 13.2332 | Adjust for haul distance
|  | Small Tools, Water & Sundries | 2.5% of labour + plant |  |  |  | 0.95634 | Traditional allowance
|  | PRIME COST |  |  |  |  | 317.1068
|  | Contractor Overheads | 10% |  |  |  | 31.7107 | Editable allowance
|  | Contractor Profit | 10% |  |  |  | 34.8818 | Editable allowance
|  | RATE PER BOQ UNIT | item |  |  |  | 383.6993 | Excluding VAT
Note | Quantities are standard estimating constants and must be adjusted for specification, method, location and supplier quotations.
DETAILED RATE ANALYSIS — EAST AFRICAN QS FORMAT
Module / Ref | MODULE 5 | 43.02 | [5 empty] | MODULE 5¦43.02
BOQ Item | Carry out water-side balancing and regulation of pipework systems
Unit | nr | Pricing basis | Nairobi, Kenya — Sep 2026 | Currency | USD | VAT | Excluded
No. | Code | Resource Description | Category | Qty / BOQ Unit | Resource Unit | Rate (USD) | Amount (USD) | Remarks
1 | MAT-073 | Valve / control valve | Material | 1 | nr | 95.5178 | 95.5178 | Discipline-specific East African resource allowance
2 | MAT-128 | Dosing pot / dirt separator / filter | Material | 0.25 | nr | 676.5842 | 169.1461 | Discipline-specific East African resource allowance
3 | LAB-017 | HVAC/refrigeration technician | Labour | 2 | hr | 2.898 | 5.796 | Discipline-specific East African resource allowance
4 | LAB-002 | General labourer | Labour | 0.5 | hr | 0.7728 | 0.3864 | Discipline-specific East African resource allowance
5 | PLT-019 | Pipe threading/fusion equipment | Plant & Tools | 0.05 | day | 61.8238 | 3.0912 | Discipline-specific East African resource allowance
6 | SUB-005 | Mechanical / HVAC installation | Subcontractor | 0.005 | item | 5795.9815 | 28.9799 | Discipline provisional allowance — verify quotation
|  | Materials Total |  |  |  |  | 264.6638
|  | Labour Total |  |  |  |  | 6.1824
|  | Plant & Subcontract Total |  |  |  |  | 32.0711
|  | Direct Resource Cost |  |  |  |  | 302.9173
|  | Transport / Carriage | 5% of materials |  |  |  | 13.2332 | Adjust for haul distance
|  | Small Tools, Water & Sundries | 2.5% of labour + plant |  |  |  | 0.95634 | Traditional allowance
|  | PRIME COST |  |  |  |  | 317.1068
|  | Contractor Overheads | 10% |  |  |  | 31.7107 | Editable allowance
|  | Contractor Profit | 10% |  |  |  | 34.8818 | Editable allowance
|  | RATE PER BOQ UNIT | nr |  |  |  | 383.6993 | Excluding VAT
Note | Quantities are standard estimating constants and must be adjusted for specification, method, location and supplier quotations.
DETAILED RATE ANALYSIS — EAST AFRICAN QS FORMAT
Module / Ref | MODULE 5 | 43.03 | [5 empty] | MODULE 5¦43.03
BOQ Item | Carry out air-side balancing and regulation of ventilation systems
Unit | nr | Pricing basis | Nairobi, Kenya — Sep 2026 | Currency | USD | VAT | Excluded
No. | Code | Resource Description | Category | Qty / BOQ Unit | Resource Unit | Rate (USD) | Amount (USD) | Remarks
1 | MAT-073 | Valve / control valve | Material | 1 | nr | 95.5178 | 95.5178 | Discipline-specific East African resource allowance
2 | MAT-128 | Dosing pot / dirt separator / filter | Material | 0.25 | nr | 676.5842 | 169.1461 | Discipline-specific East African resource allowance
3 | LAB-017 | HVAC/refrigeration technician | Labour | 2 | hr | 2.898 | 5.796 | Discipline-specific East African resource allowance
4 | LAB-002 | General labourer | Labour | 0.5 | hr | 0.7728 | 0.3864 | Discipline-specific East African resource allowance
5 | PLT-019 | Pipe threading/fusion equipment | Plant & Tools | 0.05 | day | 61.8238 | 3.0912 | Discipline-specific East African resource allowance
6 | SUB-005 | Mechanical / HVAC installation | Subcontractor | 0.005 | item | 5795.9815 | 28.9799 | Discipline provisional allowance — verify quotation
|  | Materials Total |  |  |  |  | 264.6638
|  | Labour Total |  |  |  |  | 6.1824
|  | Plant & Subcontract Total |  |  |  |  | 32.0711
|  | Direct Resource Cost |  |  |  |  | 302.9173
|  | Transport / Carriage | 5% of materials |  |  |  | 13.2332 | Adjust for haul distance
|  | Small Tools, Water & Sundries | 2.5% of labour + plant |  |  |  | 0.95634 | Traditional allowance
|  | PRIME COST |  |  |  |  | 317.1068
|  | Contractor Overheads | 10% |  |  |  | 31.7107 | Editable allowance
|  | Contractor Profit | 10% |  |  |  | 34.8818 | Editable allowance
|  | RATE PER BOQ UNIT | nr |  |  |  | 383.6993 | Excluding VAT
Note | Quantities are standard estimating constants and must be adjusted for specification, method, location and supplier quotations.
DETAILED RATE ANALYSIS — EAST AFRICAN QS FORMAT
Module / Ref | MODULE 5 | 43.04 | [5 empty] | MODULE 5¦43.04
BOQ Item | Carry out performance testing and system proving of HVAC installation
Unit | item | Pricing basis | Nairobi, Kenya — Sep 2026 | Currency | USD | VAT | Excluded
No. | Code | Resource Description | Category | Qty / BOQ Unit | Resource Unit | Rate (USD) | Amount (USD) | Remarks
1 | MAT-073 | Valve / control valve | Material | 1 | nr | 95.5178 | 95.5178 | Discipline-specific East African resource allowance
2 | MAT-128 | Dosing pot / dirt separator / filter | Material | 0.25 | nr | 676.5842 | 169.1461 | Discipline-specific East African resource allowance
3 | LAB-017 | HVAC/refrigeration technician | Labour | 2 | hr | 2.898 | 5.796 | Discipline-specific East African resource allowance
4 | LAB-002 | General labourer | Labour | 0.5 | hr | 0.7728 | 0.3864 | Discipline-specific East African resource allowance
5 | PLT-019 | Pipe threading/fusion equipment | Plant & Tools | 0.05 | day | 61.8238 | 3.0912 | Discipline-specific East African resource allowance
6 | SUB-005 | Mechanical / HVAC installation | Subcontractor | 0.005 | item | 5795.9815 | 28.9799 | Discipline provisional allowance — verify quotation
|  | Materials Total |  |  |  |  | 264.6638
|  | Labour Total |  |  |  |  | 6.1824
|  | Plant & Subcontract Total |  |  |  |  | 32.0711
|  | Direct Resource Cost |  |  |  |  | 302.9173
|  | Transport / Carriage | 5% of materials |  |  |  | 13.2332 | Adjust for haul distance
|  | Small Tools, Water & Sundries | 2.5% of labour + plant |  |  |  | 0.95634 | Traditional allowance
|  | PRIME COST |  |  |  |  | 317.1068
|  | Contractor Overheads | 10% |  |  |  | 31.7107 | Editable allowance
|  | Contractor Profit | 10% |  |  |  | 34.8818 | Editable allowance
|  | RATE PER BOQ UNIT | item |  |  |  | 383.6993 | Excluding VAT
Note | Quantities are standard estimating constants and must be adjusted for specification, method, location and supplier quotations.
DETAILED RATE ANALYSIS — EAST AFRICAN QS FORMAT
Module / Ref | MODULE 5 | 43.05 | [5 empty] | MODULE 5¦43.05
BOQ Item | Provide commissioning records, test certificates and validation results
Unit | item | Pricing basis | Nairobi, Kenya — Sep 2026 | Currency | USD | VAT | Excluded
No. | Code | Resource Description | Category | Qty / BOQ Unit | Resource Unit | Rate (USD) | Amount (USD) | Remarks
1 | MAT-073 | Valve / control valve | Material | 1 | nr | 95.5178 | 95.5178 | Discipline-specific East African resource allowance
2 | MAT-128 | Dosing pot / dirt separator / filter | Material | 0.25 | nr | 676.5842 | 169.1461 | Discipline-specific East African resource allowance
3 | LAB-017 | HVAC/refrigeration technician | Labour | 2 | hr | 2.898 | 5.796 | Discipline-specific East African resource allowance
4 | LAB-002 | General labourer | Labour | 0.5 | hr | 0.7728 | 0.3864 | Discipline-specific East African resource allowance
5 | PLT-019 | Pipe threading/fusion equipment | Plant & Tools | 0.05 | day | 61.8238 | 3.0912 | Discipline-specific East African resource allowance
6 | SUB-005 | Mechanical / HVAC installation | Subcontractor | 0.005 | item | 5795.9815 | 28.9799 | Discipline provisional allowance — verify quotation
|  | Materials Total |  |  |  |  | 264.6638
|  | Labour Total |  |  |  |  | 6.1824
|  | Plant & Subcontract Total |  |  |  |  | 32.0711
|  | Direct Resource Cost |  |  |  |  | 302.9173
|  | Transport / Carriage | 5% of materials |  |  |  | 13.2332 | Adjust for haul distance
|  | Small Tools, Water & Sundries | 2.5% of labour + plant |  |  |  | 0.95634 | Traditional allowance
|  | PRIME COST |  |  |  |  | 317.1068
|  | Contractor Overheads | 10% |  |  |  | 31.7107 | Editable allowance
|  | Contractor Profit | 10% |  |  |  | 34.8818 | Editable allowance
|  | RATE PER BOQ UNIT | item |  |  |  | 383.6993 | Excluding VAT
Note | Quantities are standard estimating constants and must be adjusted for specification, method, location and supplier quotations.
DETAILED RATE ANALYSIS — EAST AFRICAN QS FORMAT
Module / Ref | MODULE 5 | 43.06 | [5 empty] | MODULE 5¦43.06
BOQ Item | Provide record or as-installed drawings and schematics
Unit | item | Pricing basis | Nairobi, Kenya — Sep 2026 | Currency | USD | VAT | Excluded
No. | Code | Resource Description | Category | Qty / BOQ Unit | Resource Unit | Rate (USD) | Amount (USD) | Remarks
1 | MAT-073 | Valve / control valve | Material | 1 | nr | 95.5178 | 95.5178 | Discipline-specific East African resource allowance
2 | MAT-128 | Dosing pot / dirt separator / filter | Material | 0.25 | nr | 676.5842 | 169.1461 | Discipline-specific East African resource allowance
3 | LAB-017 | HVAC/refrigeration technician | Labour | 2 | hr | 2.898 | 5.796 | Discipline-specific East African resource allowance
4 | LAB-002 | General labourer | Labour | 0.5 | hr | 0.7728 | 0.3864 | Discipline-specific East African resource allowance
5 | PLT-019 | Pipe threading/fusion equipment | Plant & Tools | 0.05 | day | 61.8238 | 3.0912 | Discipline-specific East African resource allowance
6 | SUB-005 | Mechanical / HVAC installation | Subcontractor | 0.005 | item | 5795.9815 | 28.9799 | Discipline provisional allowance — verify quotation
|  | Materials Total |  |  |  |  | 264.6638
|  | Labour Total |  |  |  |  | 6.1824
|  | Plant & Subcontract Total |  |  |  |  | 32.0711
|  | Direct Resource Cost |  |  |  |  | 302.9173
|  | Transport / Carriage | 5% of materials |  |  |  | 13.2332 | Adjust for haul distance
|  | Small Tools, Water & Sundries | 2.5% of labour + plant |  |  |  | 0.95634 | Traditional allowance
|  | PRIME COST |  |  |  |  | 317.1068
|  | Contractor Overheads | 10% |  |  |  | 31.7107 | Editable allowance
|  | Contractor Profit | 10% |  |  |  | 34.8818 | Editable allowance
|  | RATE PER BOQ UNIT | item |  |  |  | 383.6993 | Excluding VAT
Note | Quantities are standard estimating constants and must be adjusted for specification, method, location and supplier quotations.
DETAILED RATE ANALYSIS — EAST AFRICAN QS FORMAT
Module / Ref | MODULE 5 | 43.07 | [5 empty] | MODULE 5¦43.07
BOQ Item | Provide operation and maintenance manuals and health-and-safety file information
Unit | item | Pricing basis | Nairobi, Kenya — Sep 2026 | Currency | USD | VAT | Excluded
No. | Code | Resource Description | Category | Qty / BOQ Unit | Resource Unit | Rate (USD) | Amount (USD) | Remarks
1 | MAT-073 | Valve / control valve | Material | 1 | nr | 95.5178 | 95.5178 | Discipline-specific East African resource allowance
2 | MAT-128 | Dosing pot / dirt separator / filter | Material | 0.25 | nr | 676.5842 | 169.1461 | Discipline-specific East African resource allowance
3 | LAB-017 | HVAC/refrigeration technician | Labour | 2 | hr | 2.898 | 5.796 | Discipline-specific East African resource allowance
4 | LAB-002 | General labourer | Labour | 0.5 | hr | 0.7728 | 0.3864 | Discipline-specific East African resource allowance
5 | PLT-019 | Pipe threading/fusion equipment | Plant & Tools | 0.05 | day | 61.8238 | 3.0912 | Discipline-specific East African resource allowance
6 | SUB-005 | Mechanical / HVAC installation | Subcontractor | 0.005 | item | 5795.9815 | 28.9799 | Discipline provisional allowance — verify quotation
|  | Materials Total |  |  |  |  | 264.6638
|  | Labour Total |  |  |  |  | 6.1824
|  | Plant & Subcontract Total |  |  |  |  | 32.0711
|  | Direct Resource Cost |  |  |  |  | 302.9173
|  | Transport / Carriage | 5% of materials |  |  |  | 13.2332 | Adjust for haul distance
|  | Small Tools, Water & Sundries | 2.5% of labour + plant |  |  |  | 0.95634 | Traditional allowance
|  | PRIME COST |  |  |  |  | 317.1068
|  | Contractor Overheads | 10% |  |  |  | 31.7107 | Editable allowance
|  | Contractor Profit | 10% |  |  |  | 34.8818 | Editable allowance
|  | RATE PER BOQ UNIT | item |  |  |  | 383.6993 | Excluding VAT
Note | Quantities are standard estimating constants and must be adjusted for specification, method, location and supplier quotations.
DETAILED RATE ANALYSIS — EAST AFRICAN QS FORMAT
Module / Ref | MODULE 5 | 43.08 | [5 empty] | MODULE 5¦43.08
BOQ Item | Provide operative and client training on installed systems
Unit | item | Pricing basis | Nairobi, Kenya — Sep 2026 | Currency | USD | VAT | Excluded
No. | Code | Resource Description | Category | Qty / BOQ Unit | Resource Unit | Rate (USD) | Amount (USD) | Remarks
1 | MAT-073 | Valve / control valve | Material | 1 | nr | 95.5178 | 95.5178 | Discipline-specific East African resource allowance
2 | MAT-128 | Dosing pot / dirt separator / filter | Material | 0.25 | nr | 676.5842 | 169.1461 | Discipline-specific East African resource allowance
3 | LAB-017 | HVAC/refrigeration technician | Labour | 2 | hr | 2.898 | 5.796 | Discipline-specific East African resource allowance
4 | LAB-002 | General labourer | Labour | 0.5 | hr | 0.7728 | 0.3864 | Discipline-specific East African resource allowance
5 | PLT-019 | Pipe threading/fusion equipment | Plant & Tools | 0.05 | day | 61.8238 | 3.0912 | Discipline-specific East African resource allowance
6 | SUB-005 | Mechanical / HVAC installation | Subcontractor | 0.005 | item | 5795.9815 | 28.9799 | Discipline provisional allowance — verify quotation
|  | Materials Total |  |  |  |  | 264.6638
|  | Labour Total |  |  |  |  | 6.1824
|  | Plant & Subcontract Total |  |  |  |  | 32.0711
|  | Direct Resource Cost |  |  |  |  | 302.9173
|  | Transport / Carriage | 5% of materials |  |  |  | 13.2332 | Adjust for haul distance
|  | Small Tools, Water & Sundries | 2.5% of labour + plant |  |  |  | 0.95634 | Traditional allowance
|  | PRIME COST |  |  |  |  | 317.1068
|  | Contractor Overheads | 10% |  |  |  | 31.7107 | Editable allowance
|  | Contractor Profit | 10% |  |  |  | 34.8818 | Editable allowance
|  | RATE PER BOQ UNIT | item |  |  |  | 383.6993 | Excluding VAT
Note | Quantities are standard estimating constants and must be adjusted for specification, method, location and supplier quotations.
DETAILED RATE ANALYSIS — EAST AFRICAN QS FORMAT
Module / Ref | MODULE 5 | 43.09 | [5 empty] | MODULE 5¦43.09
BOQ Item | Provide seasonal commissioning and post-completion attendance
Unit | item | Pricing basis | Nairobi, Kenya — Sep 2026 | Currency | USD | VAT | Excluded
No. | Code | Resource Description | Category | Qty / BOQ Unit | Resource Unit | Rate (USD) | Amount (USD) | Remarks
1 | MAT-073 | Valve / control valve | Material | 1 | nr | 95.5178 | 95.5178 | Discipline-specific East African resource allowance
2 | MAT-128 | Dosing pot / dirt separator / filter | Material | 0.25 | nr | 676.5842 | 169.1461 | Discipline-specific East African resource allowance
3 | LAB-017 | HVAC/refrigeration technician | Labour | 2 | hr | 2.898 | 5.796 | Discipline-specific East African resource allowance
4 | LAB-002 | General labourer | Labour | 0.5 | hr | 0.7728 | 0.3864 | Discipline-specific East African resource allowance
5 | PLT-019 | Pipe threading/fusion equipment | Plant & Tools | 0.05 | day | 61.8238 | 3.0912 | Discipline-specific East African resource allowance
6 | SUB-005 | Mechanical / HVAC installation | Subcontractor | 0.005 | item | 5795.9815 | 28.9799 | Discipline provisional allowance — verify quotation
|  | Materials Total |  |  |  |  | 264.6638
|  | Labour Total |  |  |  |  | 6.1824
|  | Plant & Subcontract Total |  |  |  |  | 32.0711
|  | Direct Resource Cost |  |  |  |  | 302.9173
|  | Transport / Carriage | 5% of materials |  |  |  | 13.2332 | Adjust for haul distance
|  | Small Tools, Water & Sundries | 2.5% of labour + plant |  |  |  | 0.95634 | Traditional allowance
|  | PRIME COST |  |  |  |  | 317.1068
|  | Contractor Overheads | 10% |  |  |  | 31.7107 | Editable allowance
|  | Contractor Profit | 10% |  |  |  | 34.8818 | Editable allowance
|  | RATE PER BOQ UNIT | item |  |  |  | 383.6993 | Excluding VAT
Note | Quantities are standard estimating constants and must be adjusted for specification, method, location and supplier quotations.
DETAILED RATE ANALYSIS — EAST AFRICAN QS FORMAT
Module / Ref | MODULE 6 | 44.01 | [5 empty] | MODULE 6¦44.01
BOQ Item | Supply and install network video recorder (NVR), including licences and configuration
Unit | nr | Pricing basis | Nairobi, Kenya — Sep 2026 | Currency | USD | VAT | Excluded
No. | Code | Resource Description | Category | Qty / BOQ Unit | Resource Unit | Rate (USD) | Amount (USD) | Remarks
1 | MAT-002 | Ancillary fittings, supports, fixings and connection materials | Material | 0.02 | item | 40.5719 | 0.81144 | East African productivity / consumption constant
2 | LAB-015 | Site engineer / surveyor | Labour | 6 | hr | 3.864 | 23.1839 | East African productivity / consumption constant
3 | LAB-001 | Specialist engineer / surveyor | Labour | 8 | hr | 3.864 | 30.9119 | East African productivity / consumption constant
4 | PLT-018 | Electrical/ICT test instruments | Plant & Tools | 0.25 | day | 38.6399 | 9.66 | East African productivity / consumption constant
5 | SUB-009 | Testing & commissioning | Subcontractor | 0.1 | item | 579.5981 | 57.9598 | Verify supplier/subcontract quotation
6 | MAT-096 | Signage / graphic panel | Material | 0.02 | nr | 121.7156 | 2.4343 | East African productivity / consumption constant
|  | Materials Total |  |  |  |  | 3.2457
|  | Labour Total |  |  |  |  | 54.0958
|  | Plant & Subcontract Total |  |  |  |  | 67.6198
|  | Direct Resource Cost |  |  |  |  | 124.9614
|  | Transport / Carriage | 5% of materials |  |  |  | 0.16229 | Adjust for haul distance
|  | Small Tools, Water & Sundries | 2.5% of labour + plant |  |  |  | 3.0429 | Traditional allowance
|  | PRIME COST |  |  |  |  | 128.1665
|  | Contractor Overheads | 10% |  |  |  | 12.8167 | Editable allowance
|  | Contractor Profit | 10% |  |  |  | 14.0983 | Editable allowance
|  | RATE PER BOQ UNIT | nr |  |  |  | 155.0815 | Excluding VAT
Note | Quantities are standard estimating constants and must be adjusted for specification, method, location and supplier quotations.
DETAILED RATE ANALYSIS — EAST AFRICAN QS FORMAT
Module / Ref | MODULE 6 | 44.02 | [5 empty] | MODULE 6¦44.02
BOQ Item | Supply and install digital video recorder (DVR) where analogue cameras are retained
Unit | nr | Pricing basis | Nairobi, Kenya — Sep 2026 | Currency | USD | VAT | Excluded
No. | Code | Resource Description | Category | Qty / BOQ Unit | Resource Unit | Rate (USD) | Amount (USD) | Remarks
1 | MAT-078 | NVR/DVR recorder complete | Material | 1 | nr | 1418.8563 | 1418.8563 | East African productivity / consumption constant
2 | MAT-079 | Managed PoE/network switch | Material | 1 | nr | 670.0155 | 670.0155 | East African productivity / consumption constant
3 | LAB-019 | ELV/ICT/security technician | Labour | 8 | hr | 2.7048 | 21.6383 | East African productivity / consumption constant
4 | LAB-002 | General labourer | Labour | 2 | hr | 0.7728 | 1.5456 | East African productivity / consumption constant
5 | PLT-018 | Electrical/ICT test instruments | Plant & Tools | 0.2 | day | 38.6399 | 7.728 | East African productivity / consumption constant
6 | SUB-012 | CCTV installation and commissioning | Subcontractor | 0.03 | item | 1931.9938 | 57.9598 | Verify supplier/subcontract quotation
|  | Materials Total |  |  |  |  | 2088.8717
|  | Labour Total |  |  |  |  | 23.1839
|  | Plant & Subcontract Total |  |  |  |  | 65.6878
|  | Direct Resource Cost |  |  |  |  | 2177.7434
|  | Transport / Carriage | 5% of materials |  |  |  | 104.4436 | Adjust for haul distance
|  | Small Tools, Water & Sundries | 2.5% of labour + plant |  |  |  | 2.2218 | Traditional allowance
|  | PRIME COST |  |  |  |  | 2284.4088
|  | Contractor Overheads | 10% |  |  |  | 228.4409 | Editable allowance
|  | Contractor Profit | 10% |  |  |  | 251.285 | Editable allowance
|  | RATE PER BOQ UNIT | nr |  |  |  | 2764.1347 | Excluding VAT
Note | Quantities are standard estimating constants and must be adjusted for specification, method, location and supplier quotations.
DETAILED RATE ANALYSIS — EAST AFRICAN QS FORMAT
Module / Ref | MODULE 6 | 44.03 | [5 empty] | MODULE 6¦44.03
BOQ Item | Supply and install video-management-system (VMS) server and software
Unit | nr | Pricing basis | Nairobi, Kenya — Sep 2026 | Currency | USD | VAT | Excluded
No. | Code | Resource Description | Category | Qty / BOQ Unit | Resource Unit | Rate (USD) | Amount (USD) | Remarks
1 | MAT-131 | VMS/ICT server and software | Material | 1 | nr | 3547.1406 | 3547.1406 | Specific East African resource constant
2 | MAT-132 | Equipment rack/cabinet with PDU | Material | 1 | nr | 955.1777 | 955.1777 | Specific East African resource constant
3 | LAB-019 | ELV/ICT/security technician | Labour | 8 | hr | 2.7048 | 21.6383 | Specific East African resource constant
4 | LAB-002 | General labourer | Labour | 2 | hr | 0.7728 | 1.5456 | Specific East African resource constant
5 | PLT-018 | Electrical/ICT test instruments | Plant & Tools | 0.2 | day | 38.6399 | 7.728 | Specific East African resource constant
6 | SUB-012 | CCTV installation and commissioning | Subcontractor | 0.03 | item | 1931.9938 | 57.9598 | Verify local quotation / authority charge
|  | Materials Total |  |  |  |  | 4502.3184
|  | Labour Total |  |  |  |  | 23.1839
|  | Plant & Subcontract Total |  |  |  |  | 65.6878
|  | Direct Resource Cost |  |  |  |  | 4591.1901
|  | Transport / Carriage | 5% of materials |  |  |  | 225.1159 | Adjust for haul distance
|  | Small Tools, Water & Sundries | 2.5% of labour + plant |  |  |  | 2.2218 | Traditional allowance
|  | PRIME COST |  |  |  |  | 4818.5278
|  | Contractor Overheads | 10% |  |  |  | 481.8528 | Editable allowance
|  | Contractor Profit | 10% |  |  |  | 530.0381 | Editable allowance
|  | RATE PER BOQ UNIT | nr |  |  |  | 5830.4187 | Excluding VAT
Note | Quantities are standard estimating constants and must be adjusted for specification, method, location and supplier quotations.
DETAILED RATE ANALYSIS — EAST AFRICAN QS FORMAT
Module / Ref | MODULE 6 | 44.04 | [5 empty] | MODULE 6¦44.04
BOQ Item | Supply and install RAID storage array and expansion units
Unit | nr | Pricing basis | Nairobi, Kenya — Sep 2026 | Currency | USD | VAT | Excluded
No. | Code | Resource Description | Category | Qty / BOQ Unit | Resource Unit | Rate (USD) | Amount (USD) | Remarks
1 | MAT-131 | VMS/ICT server and software | Material | 1 | nr | 3547.1406 | 3547.1406 | Specific East African resource constant
2 | MAT-132 | Equipment rack/cabinet with PDU | Material | 1 | nr | 955.1777 | 955.1777 | Specific East African resource constant
3 | LAB-019 | ELV/ICT/security technician | Labour | 8 | hr | 2.7048 | 21.6383 | Specific East African resource constant
4 | LAB-002 | General labourer | Labour | 2 | hr | 0.7728 | 1.5456 | Specific East African resource constant
5 | PLT-018 | Electrical/ICT test instruments | Plant & Tools | 0.2 | day | 38.6399 | 7.728 | Specific East African resource constant
6 | SUB-012 | CCTV installation and commissioning | Subcontractor | 0.03 | item | 1931.9938 | 57.9598 | Verify local quotation / authority charge
|  | Materials Total |  |  |  |  | 4502.3184
|  | Labour Total |  |  |  |  | 23.1839
|  | Plant & Subcontract Total |  |  |  |  | 65.6878
|  | Direct Resource Cost |  |  |  |  | 4591.1901
|  | Transport / Carriage | 5% of materials |  |  |  | 225.1159 | Adjust for haul distance
|  | Small Tools, Water & Sundries | 2.5% of labour + plant |  |  |  | 2.2218 | Traditional allowance
|  | PRIME COST |  |  |  |  | 4818.5278
|  | Contractor Overheads | 10% |  |  |  | 481.8528 | Editable allowance
|  | Contractor Profit | 10% |  |  |  | 530.0381 | Editable allowance
|  | RATE PER BOQ UNIT | nr |  |  |  | 5830.4187 | Excluding VAT
Note | Quantities are standard estimating constants and must be adjusted for specification, method, location and supplier quotations.
DETAILED RATE ANALYSIS — EAST AFRICAN QS FORMAT
Module / Ref | MODULE 6 | 44.05 | [5 empty] | MODULE 6¦44.05
BOQ Item | Supply and install network switches and PoE injectors for CCTV network
Unit | nr | Pricing basis | Nairobi, Kenya — Sep 2026 | Currency | USD | VAT | Excluded
No. | Code | Resource Description | Category | Qty / BOQ Unit | Resource Unit | Rate (USD) | Amount (USD) | Remarks
1 | MAT-059 | Lighting switch | Material | 1 | nr | 4.0572 | 4.0572 | East African productivity / consumption constant
2 | MAT-054 | PVC/galvanised conduit complete | Material | 1 | m | 2.0286 | 2.0286 | East African productivity / consumption constant
3 | LAB-010 | Electrician | Labour | 0.8 | hr | 2.5116 | 2.0093 | East African productivity / consumption constant
4 | LAB-002 | General labourer | Labour | 0.2 | hr | 0.7728 | 0.15456 | East African productivity / consumption constant
5 | PLT-018 | Electrical/ICT test instruments | Plant & Tools | 0.01 | day | 38.6399 | 0.3864 | East African productivity / consumption constant
6 | SUB-006 | Electrical installation | Subcontractor | 0 | item | 4636.7852 | 0 | Verify supplier/subcontract quotation
|  | Materials Total |  |  |  |  | 6.0858
|  | Labour Total |  |  |  |  | 2.1638
|  | Plant & Subcontract Total |  |  |  |  | 0.3864
|  | Direct Resource Cost |  |  |  |  | 8.636
|  | Transport / Carriage | 5% of materials |  |  |  | 0.30429 | Adjust for haul distance
|  | Small Tools, Water & Sundries | 2.5% of labour + plant |  |  |  | 0.063756 | Traditional allowance
|  | PRIME COST |  |  |  |  | 9.0041
|  | Contractor Overheads | 10% |  |  |  | 0.90041 | Editable allowance
|  | Contractor Profit | 10% |  |  |  | 0.99045 | Editable allowance
|  | RATE PER BOQ UNIT | nr |  |  |  | 10.8949 | Excluding VAT
Note | Quantities are standard estimating constants and must be adjusted for specification, method, location and supplier quotations.
DETAILED RATE ANALYSIS — EAST AFRICAN QS FORMAT
Module / Ref | MODULE 6 | 44.06 | [5 empty] | MODULE 6¦44.06
BOQ Item | Supply and install head-end equipment rack, cabinet, PDU and cable management
Unit | nr | Pricing basis | Nairobi, Kenya — Sep 2026 | Currency | USD | VAT | Excluded
No. | Code | Resource Description | Category | Qty / BOQ Unit | Resource Unit | Rate (USD) | Amount (USD) | Remarks
1 | MAT-132 | Equipment rack/cabinet with PDU | Material | 1 | nr | 955.1777 | 955.1777 | Specific East African resource constant
2 | MAT-135 | Copper/fibre patch lead | Material | 4 | nr | 12.1716 | 48.6862 | Specific East African resource constant
3 | LAB-019 | ELV/ICT/security technician | Labour | 4 | hr | 2.7048 | 10.8192 | Specific East African resource constant
4 | LAB-002 | General labourer | Labour | 1 | hr | 0.7728 | 0.7728 | Specific East African resource constant
5 | PLT-018 | Electrical/ICT test instruments | Plant & Tools | 0.1 | day | 38.6399 | 3.864 | Specific East African resource constant
6 | SUB-012 | CCTV installation and commissioning | Subcontractor | 0.01 | item | 1931.9938 | 19.3199 | Verify local quotation / authority charge
|  | Materials Total |  |  |  |  | 1003.864
|  | Labour Total |  |  |  |  | 11.592
|  | Plant & Subcontract Total |  |  |  |  | 23.1839
|  | Direct Resource Cost |  |  |  |  | 1038.6399
|  | Transport / Carriage | 5% of materials |  |  |  | 50.1932 | Adjust for haul distance
|  | Small Tools, Water & Sundries | 2.5% of labour + plant |  |  |  | 0.8694 | Traditional allowance
|  | PRIME COST |  |  |  |  | 1089.7025
|  | Contractor Overheads | 10% |  |  |  | 108.9702 | Editable allowance
|  | Contractor Profit | 10% |  |  |  | 119.8673 | Editable allowance
|  | RATE PER BOQ UNIT | nr |  |  |  | 1318.54 | Excluding VAT
Note | Quantities are standard estimating constants and must be adjusted for specification, method, location and supplier quotations.
DETAILED RATE ANALYSIS — EAST AFRICAN QS FORMAT
Module / Ref | MODULE 6 | 44.07 | [5 empty] | MODULE 6¦44.07
BOQ Item | Supply and install uninterruptible power supply (UPS) to CCTV head-end
Unit | nr | Pricing basis | Nairobi, Kenya — Sep 2026 | Currency | USD | VAT | Excluded
No. | Code | Resource Description | Category | Qty / BOQ Unit | Resource Unit | Rate (USD) | Amount (USD) | Remarks
1 | MAT-064 | UPS complete with batteries | Material | 1 | nr | 2758.8872 | 2758.8872 | East African productivity / consumption constant
2 | MAT-002 | Ancillary fittings, supports, fixings and connection materials | Material | 0.5 | item | 40.5719 | 20.2859 | East African productivity / consumption constant
3 | LAB-010 | Electrician | Labour | 12 | hr | 2.5116 | 30.1391 | East African productivity / consumption constant
4 | LAB-002 | General labourer | Labour | 4 | hr | 0.7728 | 3.0912 | East African productivity / consumption constant
5 | PLT-018 | Electrical/ICT test instruments | Plant & Tools | 0.25 | day | 38.6399 | 9.66 | East African productivity / consumption constant
6 | SUB-006 | Electrical installation | Subcontractor | 0.03 | item | 4636.7852 | 139.1036 | Verify supplier/subcontract quotation
|  | Materials Total |  |  |  |  | 2779.1731
|  | Labour Total |  |  |  |  | 33.2303
|  | Plant & Subcontract Total |  |  |  |  | 148.7635
|  | Direct Resource Cost |  |  |  |  | 2961.1669
|  | Transport / Carriage | 5% of materials |  |  |  | 138.9587 | Adjust for haul distance
|  | Small Tools, Water & Sundries | 2.5% of labour + plant |  |  |  | 4.5498 | Traditional allowance
|  | PRIME COST |  |  |  |  | 3104.6754
|  | Contractor Overheads | 10% |  |  |  | 310.4675 | Editable allowance
|  | Contractor Profit | 10% |  |  |  | 341.5143 | Editable allowance
|  | RATE PER BOQ UNIT | nr |  |  |  | 3756.6573 | Excluding VAT
Note | Quantities are standard estimating constants and must be adjusted for specification, method, location and supplier quotations.
DETAILED RATE ANALYSIS — EAST AFRICAN QS FORMAT
Module / Ref | MODULE 6 | 44.08 | [5 empty] | MODULE 6¦44.08
BOQ Item | Supply and install encoders, decoders and video-distribution equipment
Unit | nr | Pricing basis | Nairobi, Kenya — Sep 2026 | Currency | USD | VAT | Excluded
No. | Code | Resource Description | Category | Qty / BOQ Unit | Resource Unit | Rate (USD) | Amount (USD) | Remarks
1 | MAT-132 | Equipment rack/cabinet with PDU | Material | 0.25 | nr | 955.1777 | 238.7944 | Discipline-specific East African resource allowance
2 | MAT-135 | Copper/fibre patch lead | Material | 2 | nr | 12.1716 | 24.3431 | Discipline-specific East African resource allowance
3 | LAB-019 | ELV/ICT/security technician | Labour | 2 | hr | 2.7048 | 5.4096 | Discipline-specific East African resource allowance
4 | LAB-002 | General labourer | Labour | 0.5 | hr | 0.7728 | 0.3864 | Discipline-specific East African resource allowance
5 | PLT-018 | Electrical/ICT test instruments | Plant & Tools | 0.05 | day | 38.6399 | 1.932 | Discipline-specific East African resource allowance
6 | SUB-012 | CCTV installation and commissioning | Subcontractor | 0.005 | item | 1931.9938 | 9.66 | Discipline provisional allowance — verify quotation
|  | Materials Total |  |  |  |  | 263.1376
|  | Labour Total |  |  |  |  | 5.796
|  | Plant & Subcontract Total |  |  |  |  | 11.592
|  | Direct Resource Cost |  |  |  |  | 280.5255
|  | Transport / Carriage | 5% of materials |  |  |  | 13.1569 | Adjust for haul distance
|  | Small Tools, Water & Sundries | 2.5% of labour + plant |  |  |  | 0.4347 | Traditional allowance
|  | PRIME COST |  |  |  |  | 294.1171
|  | Contractor Overheads | 10% |  |  |  | 29.4117 | Editable allowance
|  | Contractor Profit | 10% |  |  |  | 32.3529 | Editable allowance
|  | RATE PER BOQ UNIT | nr |  |  |  | 355.8817 | Excluding VAT
Note | Quantities are standard estimating constants and must be adjusted for specification, method, location and supplier quotations.
DETAILED RATE ANALYSIS — EAST AFRICAN QS FORMAT
Module / Ref | MODULE 6 | 44.09 | [5 empty] | MODULE 6¦44.09
BOQ Item | Configure recording schedules, retention and storage-calculation parameters
Unit | nr | Pricing basis | Nairobi, Kenya — Sep 2026 | Currency | USD | VAT | Excluded
No. | Code | Resource Description | Category | Qty / BOQ Unit | Resource Unit | Rate (USD) | Amount (USD) | Remarks
1 | MAT-002 | Ancillary fittings, supports, fixings and connection materials | Material | 0 | item | 40.5719 | 0 | Specific East African resource constant
2 | MAT-113 | Survey monitoring instrument/target | Material | 0.1 | nr | 119.3972 | 11.9397 | Specific East African resource constant
3 | LAB-018 | Fire-systems technician | Labour | 4 | hr | 2.7048 | 10.8192 | Specific East African resource constant
4 | LAB-019 | ELV/ICT/security technician | Labour | 4 | hr | 2.7048 | 10.8192 | Specific East African resource constant
5 | PLT-018 | Electrical/ICT test instruments | Plant & Tools | 0.25 | day | 38.6399 | 9.66 | Specific East African resource constant
6 | SUB-009 | Testing & commissioning | Subcontractor | 0.03 | item | 579.5981 | 17.3879 | Verify local quotation / authority charge
|  | Materials Total |  |  |  |  | 11.9397
|  | Labour Total |  |  |  |  | 21.6383
|  | Plant & Subcontract Total |  |  |  |  | 27.0479
|  | Direct Resource Cost |  |  |  |  | 60.626
|  | Transport / Carriage | 5% of materials |  |  |  | 0.59699 | Adjust for haul distance
|  | Small Tools, Water & Sundries | 2.5% of labour + plant |  |  |  | 1.2172 | Traditional allowance
|  | PRIME COST |  |  |  |  | 62.4401
|  | Contractor Overheads | 10% |  |  |  | 6.244 | Editable allowance
|  | Contractor Profit | 10% |  |  |  | 6.8684 | Editable allowance
|  | RATE PER BOQ UNIT | nr |  |  |  | 75.5525 | Excluding VAT
Note | Quantities are standard estimating constants and must be adjusted for specification, method, location and supplier quotations.
DETAILED RATE ANALYSIS — EAST AFRICAN QS FORMAT
Module / Ref | MODULE 6 | 45.01 | [5 empty] | MODULE 6¦45.01
BOQ Item | Supply and install fixed internal dome/bullet IP cameras, including mounts
Unit | nr | Pricing basis | Nairobi, Kenya — Sep 2026 | Currency | USD | VAT | Excluded
No. | Code | Resource Description | Category | Qty / BOQ Unit | Resource Unit | Rate (USD) | Amount (USD) | Remarks
1 | MAT-077 | IP CCTV camera complete | Material | 1 | nr | 198.9954 | 198.9954 | East African productivity / consumption constant
2 | MAT-055 | Cat6/Cat6A data cable | Material | 10 | m | 0.97372 | 9.7372 | East African productivity / consumption constant
3 | LAB-019 | ELV/ICT/security technician | Labour | 2 | hr | 2.7048 | 5.4096 | East African productivity / consumption constant
4 | LAB-002 | General labourer | Labour | 0.5 | hr | 0.7728 | 0.3864 | East African productivity / consumption constant
5 | PLT-018 | Electrical/ICT test instruments | Plant & Tools | 0.05 | day | 38.6399 | 1.932 | East African productivity / consumption constant
6 | SUB-012 | CCTV installation and commissioning | Subcontractor | 0.005 | item | 1931.9938 | 9.66 | Verify supplier/subcontract quotation
|  | Materials Total |  |  |  |  | 208.7326
|  | Labour Total |  |  |  |  | 5.796
|  | Plant & Subcontract Total |  |  |  |  | 11.592
|  | Direct Resource Cost |  |  |  |  | 226.1206
|  | Transport / Carriage | 5% of materials |  |  |  | 10.4366 | Adjust for haul distance
|  | Small Tools, Water & Sundries | 2.5% of labour + plant |  |  |  | 0.4347 | Traditional allowance
|  | PRIME COST |  |  |  |  | 236.9919
|  | Contractor Overheads | 10% |  |  |  | 23.6992 | Editable allowance
|  | Contractor Profit | 10% |  |  |  | 26.0691 | Editable allowance
|  | RATE PER BOQ UNIT | nr |  |  |  | 286.7602 | Excluding VAT
Note | Quantities are standard estimating constants and must be adjusted for specification, method, location and supplier quotations.
DETAILED RATE ANALYSIS — EAST AFRICAN QS FORMAT
Module / Ref | MODULE 6 | 45.02 | [5 empty] | MODULE 6¦45.02
BOQ Item | Supply and install fixed external IP cameras, including weatherproof housing and mounts
Unit | nr | Pricing basis | Nairobi, Kenya — Sep 2026 | Currency | USD | VAT | Excluded
No. | Code | Resource Description | Category | Qty / BOQ Unit | Resource Unit | Rate (USD) | Amount (USD) | Remarks
1 | MAT-077 | IP CCTV camera complete | Material | 1 | nr | 198.9954 | 198.9954 | East African productivity / consumption constant
2 | MAT-055 | Cat6/Cat6A data cable | Material | 10 | m | 0.97372 | 9.7372 | East African productivity / consumption constant
3 | LAB-019 | ELV/ICT/security technician | Labour | 2 | hr | 2.7048 | 5.4096 | East African productivity / consumption constant
4 | LAB-002 | General labourer | Labour | 0.5 | hr | 0.7728 | 0.3864 | East African productivity / consumption constant
5 | PLT-018 | Electrical/ICT test instruments | Plant & Tools | 0.05 | day | 38.6399 | 1.932 | East African productivity / consumption constant
6 | SUB-012 | CCTV installation and commissioning | Subcontractor | 0.005 | item | 1931.9938 | 9.66 | Verify supplier/subcontract quotation
|  | Materials Total |  |  |  |  | 208.7326
|  | Labour Total |  |  |  |  | 5.796
|  | Plant & Subcontract Total |  |  |  |  | 11.592
|  | Direct Resource Cost |  |  |  |  | 226.1206
|  | Transport / Carriage | 5% of materials |  |  |  | 10.4366 | Adjust for haul distance
|  | Small Tools, Water & Sundries | 2.5% of labour + plant |  |  |  | 0.4347 | Traditional allowance
|  | PRIME COST |  |  |  |  | 236.9919
|  | Contractor Overheads | 10% |  |  |  | 23.6992 | Editable allowance
|  | Contractor Profit | 10% |  |  |  | 26.0691 | Editable allowance
|  | RATE PER BOQ UNIT | nr |  |  |  | 286.7602 | Excluding VAT
Note | Quantities are standard estimating constants and must be adjusted for specification, method, location and supplier quotations.
DETAILED RATE ANALYSIS — EAST AFRICAN QS FORMAT
Module / Ref | MODULE 6 | 45.03 | [5 empty] | MODULE 6¦45.03
BOQ Item | Supply and install PTZ (pan-tilt-zoom) cameras, including mounts and controls
Unit | nr | Pricing basis | Nairobi, Kenya — Sep 2026 | Currency | USD | VAT | Excluded
No. | Code | Resource Description | Category | Qty / BOQ Unit | Resource Unit | Rate (USD) | Amount (USD) | Remarks
1 | MAT-077 | IP CCTV camera complete | Material | 1 | nr | 198.9954 | 198.9954 | East African productivity / consumption constant
2 | MAT-055 | Cat6/Cat6A data cable | Material | 10 | m | 0.97372 | 9.7372 | East African productivity / consumption constant
3 | LAB-019 | ELV/ICT/security technician | Labour | 2 | hr | 2.7048 | 5.4096 | East African productivity / consumption constant
4 | LAB-002 | General labourer | Labour | 0.5 | hr | 0.7728 | 0.3864 | East African productivity / consumption constant
5 | PLT-018 | Electrical/ICT test instruments | Plant & Tools | 0.05 | day | 38.6399 | 1.932 | East African productivity / consumption constant
6 | SUB-012 | CCTV installation and commissioning | Subcontractor | 0.005 | item | 1931.9938 | 9.66 | Verify supplier/subcontract quotation
|  | Materials Total |  |  |  |  | 208.7326
|  | Labour Total |  |  |  |  | 5.796
|  | Plant & Subcontract Total |  |  |  |  | 11.592
|  | Direct Resource Cost |  |  |  |  | 226.1206
|  | Transport / Carriage | 5% of materials |  |  |  | 10.4366 | Adjust for haul distance
|  | Small Tools, Water & Sundries | 2.5% of labour + plant |  |  |  | 0.4347 | Traditional allowance
|  | PRIME COST |  |  |  |  | 236.9919
|  | Contractor Overheads | 10% |  |  |  | 23.6992 | Editable allowance
|  | Contractor Profit | 10% |  |  |  | 26.0691 | Editable allowance
|  | RATE PER BOQ UNIT | nr |  |  |  | 286.7602 | Excluding VAT
Note | Quantities are standard estimating constants and must be adjusted for specification, method, location and supplier quotations.
DETAILED RATE ANALYSIS — EAST AFRICAN QS FORMAT
Module / Ref | MODULE 6 | 45.04 | [5 empty] | MODULE 6¦45.04
BOQ Item | Supply and install panoramic or multi-sensor (180°/360°) cameras
Unit | nr | Pricing basis | Nairobi, Kenya — Sep 2026 | Currency | USD | VAT | Excluded
No. | Code | Resource Description | Category | Qty / BOQ Unit | Resource Unit | Rate (USD) | Amount (USD) | Remarks
1 | MAT-077 | IP CCTV camera complete | Material | 1 | nr | 198.9954 | 198.9954 | East African productivity / consumption constant
2 | MAT-055 | Cat6/Cat6A data cable | Material | 10 | m | 0.97372 | 9.7372 | East African productivity / consumption constant
3 | LAB-019 | ELV/ICT/security technician | Labour | 2 | hr | 2.7048 | 5.4096 | East African productivity / consumption constant
4 | LAB-002 | General labourer | Labour | 0.5 | hr | 0.7728 | 0.3864 | East African productivity / consumption constant
5 | PLT-018 | Electrical/ICT test instruments | Plant & Tools | 0.05 | day | 38.6399 | 1.932 | East African productivity / consumption constant
6 | SUB-012 | CCTV installation and commissioning | Subcontractor | 0.005 | item | 1931.9938 | 9.66 | Verify supplier/subcontract quotation
|  | Materials Total |  |  |  |  | 208.7326
|  | Labour Total |  |  |  |  | 5.796
|  | Plant & Subcontract Total |  |  |  |  | 11.592
|  | Direct Resource Cost |  |  |  |  | 226.1206
|  | Transport / Carriage | 5% of materials |  |  |  | 10.4366 | Adjust for haul distance
|  | Small Tools, Water & Sundries | 2.5% of labour + plant |  |  |  | 0.4347 | Traditional allowance
|  | PRIME COST |  |  |  |  | 236.9919
|  | Contractor Overheads | 10% |  |  |  | 23.6992 | Editable allowance
|  | Contractor Profit | 10% |  |  |  | 26.0691 | Editable allowance
|  | RATE PER BOQ UNIT | nr |  |  |  | 286.7602 | Excluding VAT
Note | Quantities are standard estimating constants and must be adjusted for specification, method, location and supplier quotations.
DETAILED RATE ANALYSIS — EAST AFRICAN QS FORMAT
Module / Ref | MODULE 6 | 45.05 | [5 empty] | MODULE 6¦45.05
BOQ Item | Supply and install thermal or low-light specialist cameras
Unit | nr | Pricing basis | Nairobi, Kenya — Sep 2026 | Currency | USD | VAT | Excluded
No. | Code | Resource Description | Category | Qty / BOQ Unit | Resource Unit | Rate (USD) | Amount (USD) | Remarks
1 | MAT-060 | LED light fitting | Material | 1 | nr | 20.2859 | 20.2859 | East African productivity / consumption constant
2 | MAT-022 | Electrical cable, 2.5mm² | Material | 3 | m | 0.81144 | 2.4343 | East African productivity / consumption constant
3 | LAB-010 | Electrician | Labour | 1.2 | hr | 2.5116 | 3.0139 | East African productivity / consumption constant
4 | LAB-002 | General labourer | Labour | 0.3 | hr | 0.7728 | 0.23184 | East African productivity / consumption constant
5 | PLT-018 | Electrical/ICT test instruments | Plant & Tools | 0.02 | day | 38.6399 | 0.7728 | East African productivity / consumption constant
6 | SUB-006 | Electrical installation | Subcontractor | 0 | item | 4636.7852 | 0 | Verify supplier/subcontract quotation
|  | Materials Total |  |  |  |  | 22.7202
|  | Labour Total |  |  |  |  | 3.2457
|  | Plant & Subcontract Total |  |  |  |  | 0.7728
|  | Direct Resource Cost |  |  |  |  | 26.7388
|  | Transport / Carriage | 5% of materials |  |  |  | 1.136 | Adjust for haul distance
|  | Small Tools, Water & Sundries | 2.5% of labour + plant |  |  |  | 0.10046 | Traditional allowance
|  | PRIME COST |  |  |  |  | 27.9753
|  | Contractor Overheads | 10% |  |  |  | 2.7975 | Editable allowance
|  | Contractor Profit | 10% |  |  |  | 3.0773 | Editable allowance
|  | RATE PER BOQ UNIT | nr |  |  |  | 33.8501 | Excluding VAT
Note | Quantities are standard estimating constants and must be adjusted for specification, method, location and supplier quotations.
DETAILED RATE ANALYSIS — EAST AFRICAN QS FORMAT
Module / Ref | MODULE 6 | 45.06 | [5 empty] | MODULE 6¦45.06
BOQ Item | Supply and install ANPR (automatic number-plate recognition) cameras and analytics
Unit | nr | Pricing basis | Nairobi, Kenya — Sep 2026 | Currency | USD | VAT | Excluded
No. | Code | Resource Description | Category | Qty / BOQ Unit | Resource Unit | Rate (USD) | Amount (USD) | Remarks
1 | MAT-077 | IP CCTV camera complete | Material | 1 | nr | 198.9954 | 198.9954 | East African productivity / consumption constant
2 | MAT-055 | Cat6/Cat6A data cable | Material | 10 | m | 0.97372 | 9.7372 | East African productivity / consumption constant
3 | LAB-019 | ELV/ICT/security technician | Labour | 2 | hr | 2.7048 | 5.4096 | East African productivity / consumption constant
4 | LAB-002 | General labourer | Labour | 0.5 | hr | 0.7728 | 0.3864 | East African productivity / consumption constant
5 | PLT-018 | Electrical/ICT test instruments | Plant & Tools | 0.05 | day | 38.6399 | 1.932 | East African productivity / consumption constant
6 | SUB-012 | CCTV installation and commissioning | Subcontractor | 0.005 | item | 1931.9938 | 9.66 | Verify supplier/subcontract quotation
|  | Materials Total |  |  |  |  | 208.7326
|  | Labour Total |  |  |  |  | 5.796
|  | Plant & Subcontract Total |  |  |  |  | 11.592
|  | Direct Resource Cost |  |  |  |  | 226.1206
|  | Transport / Carriage | 5% of materials |  |  |  | 10.4366 | Adjust for haul distance
|  | Small Tools, Water & Sundries | 2.5% of labour + plant |  |  |  | 0.4347 | Traditional allowance
|  | PRIME COST |  |  |  |  | 236.9919
|  | Contractor Overheads | 10% |  |  |  | 23.6992 | Editable allowance
|  | Contractor Profit | 10% |  |  |  | 26.0691 | Editable allowance
|  | RATE PER BOQ UNIT | nr |  |  |  | 286.7602 | Excluding VAT
Note | Quantities are standard estimating constants and must be adjusted for specification, method, location and supplier quotations.
DETAILED RATE ANALYSIS — EAST AFRICAN QS FORMAT
Module / Ref | MODULE 6 | 45.07 | [5 empty] | MODULE 6¦45.07
BOQ Item | Supply and install camera mounting brackets, poles, columns and towers
Unit | nr | Pricing basis | Nairobi, Kenya — Sep 2026 | Currency | USD | VAT | Excluded
No. | Code | Resource Description | Category | Qty / BOQ Unit | Resource Unit | Rate (USD) | Amount (USD) | Remarks
1 | MAT-120 | Pipe support / bracket assembly | Material | 1 | nr | 14.6059 | 14.6059 | Specific East African resource constant
2 | MAT-002 | Ancillary fittings, supports, fixings and connection materials | Material | 0.01 | item | 40.5719 | 0.40572 | Specific East African resource constant
3 | LAB-011 | Plumber | Labour | 0.5 | hr | 2.3184 | 1.1592 | Specific East African resource constant
4 | LAB-002 | General labourer | Labour | 0.2 | hr | 0.7728 | 0.15456 | Specific East African resource constant
5 | PLT-016 | Small tools & consumables (allowance) | Plant & Tools | 0.02 | hr | 0.5796 | 0.011592 | Specific East African resource constant
6 | SUB-005 | Mechanical / HVAC installation | Subcontractor | 0 | item | 5795.9815 | 0 | Verify local quotation / authority charge
|  | Materials Total |  |  |  |  | 15.0116
|  | Labour Total |  |  |  |  | 1.3138
|  | Plant & Subcontract Total |  |  |  |  | 0.011592
|  | Direct Resource Cost |  |  |  |  | 16.3369
|  | Transport / Carriage | 5% of materials |  |  |  | 0.75058 | Adjust for haul distance
|  | Small Tools, Water & Sundries | 2.5% of labour + plant |  |  |  | 0.033134 | Traditional allowance
|  | PRIME COST |  |  |  |  | 17.1207
|  | Contractor Overheads | 10% |  |  |  | 1.7121 | Editable allowance
|  | Contractor Profit | 10% |  |  |  | 1.8833 | Editable allowance
|  | RATE PER BOQ UNIT | nr |  |  |  | 20.716 | Excluding VAT
Note | Quantities are standard estimating constants and must be adjusted for specification, method, location and supplier quotations.
DETAILED RATE ANALYSIS — EAST AFRICAN QS FORMAT
Module / Ref | MODULE 6 | 45.08 | [5 empty] | MODULE 6¦45.08
BOQ Item | Supply and install camera housings, heaters, wipers and sunshields
Unit | nr | Pricing basis | Nairobi, Kenya — Sep 2026 | Currency | USD | VAT | Excluded
No. | Code | Resource Description | Category | Qty / BOQ Unit | Resource Unit | Rate (USD) | Amount (USD) | Remarks
1 | MAT-077 | IP CCTV camera complete | Material | 1 | nr | 198.9954 | 198.9954 | East African productivity / consumption constant
2 | MAT-055 | Cat6/Cat6A data cable | Material | 10 | m | 0.97372 | 9.7372 | East African productivity / consumption constant
3 | LAB-019 | ELV/ICT/security technician | Labour | 2 | hr | 2.7048 | 5.4096 | East African productivity / consumption constant
4 | LAB-002 | General labourer | Labour | 0.5 | hr | 0.7728 | 0.3864 | East African productivity / consumption constant
5 | PLT-018 | Electrical/ICT test instruments | Plant & Tools | 0.05 | day | 38.6399 | 1.932 | East African productivity / consumption constant
6 | SUB-012 | CCTV installation and commissioning | Subcontractor | 0.005 | item | 1931.9938 | 9.66 | Verify supplier/subcontract quotation
|  | Materials Total |  |  |  |  | 208.7326
|  | Labour Total |  |  |  |  | 5.796
|  | Plant & Subcontract Total |  |  |  |  | 11.592
|  | Direct Resource Cost |  |  |  |  | 226.1206
|  | Transport / Carriage | 5% of materials |  |  |  | 10.4366 | Adjust for haul distance
|  | Small Tools, Water & Sundries | 2.5% of labour + plant |  |  |  | 0.4347 | Traditional allowance
|  | PRIME COST |  |  |  |  | 236.9919
|  | Contractor Overheads | 10% |  |  |  | 23.6992 | Editable allowance
|  | Contractor Profit | 10% |  |  |  | 26.0691 | Editable allowance
|  | RATE PER BOQ UNIT | nr |  |  |  | 286.7602 | Excluding VAT
Note | Quantities are standard estimating constants and must be adjusted for specification, method, location and supplier quotations.
DETAILED RATE ANALYSIS — EAST AFRICAN QS FORMAT
Module / Ref | MODULE 6 | 45.09 | [5 empty] | MODULE 6¦45.09
BOQ Item | Supply and install IR or white-light illuminators to camera positions
Unit | nr | Pricing basis | Nairobi, Kenya — Sep 2026 | Currency | USD | VAT | Excluded
No. | Code | Resource Description | Category | Qty / BOQ Unit | Resource Unit | Rate (USD) | Amount (USD) | Remarks
1 | MAT-060 | LED light fitting | Material | 1 | nr | 20.2859 | 20.2859 | East African productivity / consumption constant
2 | MAT-022 | Electrical cable, 2.5mm² | Material | 3 | m | 0.81144 | 2.4343 | East African productivity / consumption constant
3 | LAB-010 | Electrician | Labour | 1.2 | hr | 2.5116 | 3.0139 | East African productivity / consumption constant
4 | LAB-002 | General labourer | Labour | 0.3 | hr | 0.7728 | 0.23184 | East African productivity / consumption constant
5 | PLT-018 | Electrical/ICT test instruments | Plant & Tools | 0.02 | day | 38.6399 | 0.7728 | East African productivity / consumption constant
6 | SUB-006 | Electrical installation | Subcontractor | 0 | item | 4636.7852 | 0 | Verify supplier/subcontract quotation
|  | Materials Total |  |  |  |  | 22.7202
|  | Labour Total |  |  |  |  | 3.2457
|  | Plant & Subcontract Total |  |  |  |  | 0.7728
|  | Direct Resource Cost |  |  |  |  | 26.7388
|  | Transport / Carriage | 5% of materials |  |  |  | 1.136 | Adjust for haul distance
|  | Small Tools, Water & Sundries | 2.5% of labour + plant |  |  |  | 0.10046 | Traditional allowance
|  | PRIME COST |  |  |  |  | 27.9753
|  | Contractor Overheads | 10% |  |  |  | 2.7975 | Editable allowance
|  | Contractor Profit | 10% |  |  |  | 3.0773 | Editable allowance
|  | RATE PER BOQ UNIT | nr |  |  |  | 33.8501 | Excluding VAT
Note | Quantities are standard estimating constants and must be adjusted for specification, method, location and supplier quotations.
DETAILED RATE ANALYSIS — EAST AFRICAN QS FORMAT
Module / Ref | MODULE 6 | 45.1 | [5 empty] | MODULE 6¦45.1
BOQ Item | Supply and install local camera junction boxes, media converters and surge protection
Unit | nr | Pricing basis | Nairobi, Kenya — Sep 2026 | Currency | USD | VAT | Excluded
No. | Code | Resource Description | Category | Qty / BOQ Unit | Resource Unit | Rate (USD) | Amount (USD) | Remarks
1 | MAT-123 | Surge-protection device | Material | 1 | nr | 143.2767 | 143.2767 | Specific East African resource constant
2 | MAT-124 | Cable gland / termination kit | Material | 1 | nr | 28.4003 | 28.4003 | Specific East African resource constant
3 | LAB-010 | Electrician | Labour | 1.5 | hr | 2.5116 | 3.7674 | Specific East African resource constant
4 | LAB-002 | General labourer | Labour | 0.3 | hr | 0.7728 | 0.23184 | Specific East African resource constant
5 | PLT-018 | Electrical/ICT test instruments | Plant & Tools | 0.02 | day | 38.6399 | 0.7728 | Specific East African resource constant
6 | SUB-006 | Electrical installation | Subcontractor | 0 | item | 4636.7852 | 0 | Verify local quotation / authority charge
|  | Materials Total |  |  |  |  | 171.677
|  | Labour Total |  |  |  |  | 3.9992
|  | Plant & Subcontract Total |  |  |  |  | 0.7728
|  | Direct Resource Cost |  |  |  |  | 176.449
|  | Transport / Carriage | 5% of materials |  |  |  | 8.5838 | Adjust for haul distance
|  | Small Tools, Water & Sundries | 2.5% of labour + plant |  |  |  | 0.1193 | Traditional allowance
|  | PRIME COST |  |  |  |  | 185.1521
|  | Contractor Overheads | 10% |  |  |  | 18.5152 | Editable allowance
|  | Contractor Profit | 10% |  |  |  | 20.3667 | Editable allowance
|  | RATE PER BOQ UNIT | nr |  |  |  | 224.0341 | Excluding VAT
Note | Quantities are standard estimating constants and must be adjusted for specification, method, location and supplier quotations.
DETAILED RATE ANALYSIS — EAST AFRICAN QS FORMAT
Module / Ref | MODULE 6 | 46.01 | [5 empty] | MODULE 6¦46.01
BOQ Item | Supply and install Cat6/Cat6A structured cabling to camera positions, including terminations
Unit | m | Pricing basis | Nairobi, Kenya — Sep 2026 | Currency | USD | VAT | Excluded
No. | Code | Resource Description | Category | Qty / BOQ Unit | Resource Unit | Rate (USD) | Amount (USD) | Remarks
1 | MAT-055 | Cat6/Cat6A data cable | Material | 1.05 | m | 0.97372 | 1.0224 | East African productivity / consumption constant
2 | MAT-053 | Cable tray / ladder complete | Material | 0.05 | m | 14.6059 | 0.73029 | East African productivity / consumption constant
3 | LAB-019 | ELV/ICT/security technician | Labour | 0.1 | hr | 2.7048 | 0.27048 | East African productivity / consumption constant
4 | LAB-002 | General labourer | Labour | 0.04 | hr | 0.7728 | 0.030912 | East African productivity / consumption constant
5 | PLT-018 | Electrical/ICT test instruments | Plant & Tools | 0.02 | day | 38.6399 | 0.7728 | East African productivity / consumption constant
6 | SUB-012 | CCTV installation and commissioning | Subcontractor | 0 | item | 1931.9938 | 0 | Verify supplier/subcontract quotation
|  | Materials Total |  |  |  |  | 1.7527
|  | Labour Total |  |  |  |  | 0.30139
|  | Plant & Subcontract Total |  |  |  |  | 0.7728
|  | Direct Resource Cost |  |  |  |  | 2.8269
|  | Transport / Carriage | 5% of materials |  |  |  | 0.087635 | Adjust for haul distance
|  | Small Tools, Water & Sundries | 2.5% of labour + plant |  |  |  | 0.026855 | Traditional allowance
|  | PRIME COST |  |  |  |  | 2.9414
|  | Contractor Overheads | 10% |  |  |  | 0.29414 | Editable allowance
|  | Contractor Profit | 10% |  |  |  | 0.32355 | Editable allowance
|  | RATE PER BOQ UNIT | m |  |  |  | 3.5591 | Excluding VAT
Note | Quantities are standard estimating constants and must be adjusted for specification, method, location and supplier quotations.
DETAILED RATE ANALYSIS — EAST AFRICAN QS FORMAT
Module / Ref | MODULE 6 | 46.02 | [5 empty] | MODULE 6¦46.02
BOQ Item | Supply and install fibre-optic cabling to remote or long-run camera positions
Unit | m | Pricing basis | Nairobi, Kenya — Sep 2026 | Currency | USD | VAT | Excluded
No. | Code | Resource Description | Category | Qty / BOQ Unit | Resource Unit | Rate (USD) | Amount (USD) | Remarks
1 | MAT-056 | Fibre-optic cable | Material | 1.05 | m | 2.84 | 2.982 | East African productivity / consumption constant
2 | MAT-053 | Cable tray / ladder complete | Material | 0.05 | m | 14.6059 | 0.73029 | East African productivity / consumption constant
3 | LAB-019 | ELV/ICT/security technician | Labour | 0.12 | hr | 2.7048 | 0.32457 | East African productivity / consumption constant
4 | LAB-002 | General labourer | Labour | 0.04 | hr | 0.7728 | 0.030912 | East African productivity / consumption constant
5 | PLT-018 | Electrical/ICT test instruments | Plant & Tools | 0.02 | day | 38.6399 | 0.7728 | East African productivity / consumption constant
6 | SUB-012 | CCTV installation and commissioning | Subcontractor | 0 | item | 1931.9938 | 0 | Verify supplier/subcontract quotation
|  | Materials Total |  |  |  |  | 3.7123
|  | Labour Total |  |  |  |  | 0.35549
|  | Plant & Subcontract Total |  |  |  |  | 0.7728
|  | Direct Resource Cost |  |  |  |  | 4.8406
|  | Transport / Carriage | 5% of materials |  |  |  | 0.18562 | Adjust for haul distance
|  | Small Tools, Water & Sundries | 2.5% of labour + plant |  |  |  | 0.028207 | Traditional allowance
|  | PRIME COST |  |  |  |  | 5.0544
|  | Contractor Overheads | 10% |  |  |  | 0.50544 | Editable allowance
|  | Contractor Profit | 10% |  |  |  | 0.55599 | Editable allowance
|  | RATE PER BOQ UNIT | m |  |  |  | 6.1159 | Excluding VAT
Note | Quantities are standard estimating constants and must be adjusted for specification, method, location and supplier quotations.
DETAILED RATE ANALYSIS — EAST AFRICAN QS FORMAT
Module / Ref | MODULE 6 | 46.03 | [5 empty] | MODULE 6¦46.03
BOQ Item | Supply and install coaxial cabling where analogue cameras are retained
Unit | m | Pricing basis | Nairobi, Kenya — Sep 2026 | Currency | USD | VAT | Excluded
No. | Code | Resource Description | Category | Qty / BOQ Unit | Resource Unit | Rate (USD) | Amount (USD) | Remarks
1 | MAT-002 | Ancillary fittings, supports, fixings and connection materials | Material | 0.05 | item | 40.5719 | 2.0286 | East African productivity / consumption constant
2 | MAT-001 | Specified item / equipment (compliance / BIM item) | Material | 0.01 | item | 405.7187 | 4.0572 | Verify supplier/subcontract quotation
3 | LAB-003 | Skilled labourer | Labour | 0.25 | hr | 1.1592 | 0.2898 | East African productivity / consumption constant
4 | LAB-002 | General labourer | Labour | 0.12 | hr | 0.7728 | 0.092736 | East African productivity / consumption constant
5 | PLT-016 | Small tools & consumables (allowance) | Plant & Tools | 0.05 | hr | 0.5796 | 0.02898 | East African productivity / consumption constant
6 | SUB-001 | Testing / commissioning allowance | Subcontractor | 0 | item | 193.1994 | 0 | Verify supplier/subcontract quotation
|  | Materials Total |  |  |  |  | 6.0858
|  | Labour Total |  |  |  |  | 0.38253
|  | Plant & Subcontract Total |  |  |  |  | 0.02898
|  | Direct Resource Cost |  |  |  |  | 6.4973
|  | Transport / Carriage | 5% of materials |  |  |  | 0.30429 | Adjust for haul distance
|  | Small Tools, Water & Sundries | 2.5% of labour + plant |  |  |  | 0.010288 | Traditional allowance
|  | PRIME COST |  |  |  |  | 6.8119
|  | Contractor Overheads | 10% |  |  |  | 0.68119 | Editable allowance
|  | Contractor Profit | 10% |  |  |  | 0.74931 | Editable allowance
|  | RATE PER BOQ UNIT | m |  |  |  | 8.2424 | Excluding VAT
Note | Quantities are standard estimating constants and must be adjusted for specification, method, location and supplier quotations.
DETAILED RATE ANALYSIS — EAST AFRICAN QS FORMAT
Module / Ref | MODULE 6 | 46.04 | [5 empty] | MODULE 6¦46.04
BOQ Item | Supply and install low-voltage power cabling to non-PoE cameras
Unit | m | Pricing basis | Nairobi, Kenya — Sep 2026 | Currency | USD | VAT | Excluded
No. | Code | Resource Description | Category | Qty / BOQ Unit | Resource Unit | Rate (USD) | Amount (USD) | Remarks
1 | MAT-002 | Ancillary fittings, supports, fixings and connection materials | Material | 0.05 | item | 40.5719 | 2.0286 | East African productivity / consumption constant
2 | MAT-001 | Specified item / equipment (compliance / BIM item) | Material | 0.01 | item | 405.7187 | 4.0572 | Verify supplier/subcontract quotation
3 | LAB-003 | Skilled labourer | Labour | 0.25 | hr | 1.1592 | 0.2898 | East African productivity / consumption constant
4 | LAB-002 | General labourer | Labour | 0.12 | hr | 0.7728 | 0.092736 | East African productivity / consumption constant
5 | PLT-016 | Small tools & consumables (allowance) | Plant & Tools | 0.05 | hr | 0.5796 | 0.02898 | East African productivity / consumption constant
6 | SUB-001 | Testing / commissioning allowance | Subcontractor | 0 | item | 193.1994 | 0 | Verify supplier/subcontract quotation
|  | Materials Total |  |  |  |  | 6.0858
|  | Labour Total |  |  |  |  | 0.38253
|  | Plant & Subcontract Total |  |  |  |  | 0.02898
|  | Direct Resource Cost |  |  |  |  | 6.4973
|  | Transport / Carriage | 5% of materials |  |  |  | 0.30429 | Adjust for haul distance
|  | Small Tools, Water & Sundries | 2.5% of labour + plant |  |  |  | 0.010288 | Traditional allowance
|  | PRIME COST |  |  |  |  | 6.8119
|  | Contractor Overheads | 10% |  |  |  | 0.68119 | Editable allowance
|  | Contractor Profit | 10% |  |  |  | 0.74931 | Editable allowance
|  | RATE PER BOQ UNIT | m |  |  |  | 8.2424 | Excluding VAT
Note | Quantities are standard estimating constants and must be adjusted for specification, method, location and supplier quotations.
DETAILED RATE ANALYSIS — EAST AFRICAN QS FORMAT
Module / Ref | MODULE 6 | 46.05 | [5 empty] | MODULE 6¦46.05
BOQ Item | Supply and install cable containment (tray, trunking, conduit) for CCTV cabling
Unit | m | Pricing basis | Nairobi, Kenya — Sep 2026 | Currency | USD | VAT | Excluded
No. | Code | Resource Description | Category | Qty / BOQ Unit | Resource Unit | Rate (USD) | Amount (USD) | Remarks
1 | MAT-104 | Cable trunking / raceway | Material | 1.05 | m | 8.1144 | 8.5201 | East African productivity / consumption constant
2 | MAT-002 | Ancillary fittings, supports, fixings and connection materials | Material | 0.02 | item | 40.5719 | 0.81144 | East African productivity / consumption constant
3 | LAB-010 | Electrician | Labour | 0.2 | hr | 2.5116 | 0.50232 | East African productivity / consumption constant
4 | LAB-002 | General labourer | Labour | 0.1 | hr | 0.7728 | 0.07728 | East African productivity / consumption constant
5 | PLT-016 | Small tools & consumables (allowance) | Plant & Tools | 0.03 | hr | 0.5796 | 0.017388 | East African productivity / consumption constant
6 | SUB-006 | Electrical installation | Subcontractor | 0 | item | 4636.7852 | 0 | Verify supplier/subcontract quotation
|  | Materials Total |  |  |  |  | 9.3315
|  | Labour Total |  |  |  |  | 0.5796
|  | Plant & Subcontract Total |  |  |  |  | 0.017388
|  | Direct Resource Cost |  |  |  |  | 9.9285
|  | Transport / Carriage | 5% of materials |  |  |  | 0.46658 | Adjust for haul distance
|  | Small Tools, Water & Sundries | 2.5% of labour + plant |  |  |  | 0.014925 | Traditional allowance
|  | PRIME COST |  |  |  |  | 10.41
|  | Contractor Overheads | 10% |  |  |  | 1.041 | Editable allowance
|  | Contractor Profit | 10% |  |  |  | 1.1451 | Editable allowance
|  | RATE PER BOQ UNIT | m |  |  |  | 12.5961 | Excluding VAT
Note | Quantities are standard estimating constants and must be adjusted for specification, method, location and supplier quotations.
DETAILED RATE ANALYSIS — EAST AFRICAN QS FORMAT
Module / Ref | MODULE 6 | 46.06 | [5 empty] | MODULE 6¦46.06
BOQ Item | Supply and install external or underground ducting and draw pits for camera cabling
Unit | m | Pricing basis | Nairobi, Kenya — Sep 2026 | Currency | USD | VAT | Excluded
No. | Code | Resource Description | Category | Qty / BOQ Unit | Resource Unit | Rate (USD) | Amount (USD) | Remarks
1 | MAT-002 | Ancillary fittings, supports, fixings and connection materials | Material | 0.05 | item | 40.5719 | 2.0286 | East African productivity / consumption constant
2 | MAT-001 | Specified item / equipment (compliance / BIM item) | Material | 0.01 | item | 405.7187 | 4.0572 | Verify supplier/subcontract quotation
3 | LAB-003 | Skilled labourer | Labour | 0.25 | hr | 1.1592 | 0.2898 | East African productivity / consumption constant
4 | LAB-002 | General labourer | Labour | 0.12 | hr | 0.7728 | 0.092736 | East African productivity / consumption constant
5 | PLT-016 | Small tools & consumables (allowance) | Plant & Tools | 0.05 | hr | 0.5796 | 0.02898 | East African productivity / consumption constant
6 | SUB-001 | Testing / commissioning allowance | Subcontractor | 0 | item | 193.1994 | 0 | Verify supplier/subcontract quotation
|  | Materials Total |  |  |  |  | 6.0858
|  | Labour Total |  |  |  |  | 0.38253
|  | Plant & Subcontract Total |  |  |  |  | 0.02898
|  | Direct Resource Cost |  |  |  |  | 6.4973
|  | Transport / Carriage | 5% of materials |  |  |  | 0.30429 | Adjust for haul distance
|  | Small Tools, Water & Sundries | 2.5% of labour + plant |  |  |  | 0.010288 | Traditional allowance
|  | PRIME COST |  |  |  |  | 6.8119
|  | Contractor Overheads | 10% |  |  |  | 0.68119 | Editable allowance
|  | Contractor Profit | 10% |  |  |  | 0.74931 | Editable allowance
|  | RATE PER BOQ UNIT | m |  |  |  | 8.2424 | Excluding VAT
Note | Quantities are standard estimating constants and must be adjusted for specification, method, location and supplier quotations.
DETAILED RATE ANALYSIS — EAST AFRICAN QS FORMAT
Module / Ref | MODULE 6 | 46.07 | [5 empty] | MODULE 6¦46.07
BOQ Item | Supply and install patch panels, patch leads and cabinet terminations
Unit | nr | Pricing basis | Nairobi, Kenya — Sep 2026 | Currency | USD | VAT | Excluded
No. | Code | Resource Description | Category | Qty / BOQ Unit | Resource Unit | Rate (USD) | Amount (USD) | Remarks
1 | MAT-124 | Cable gland / termination kit | Material | 1 | nr | 28.4003 | 28.4003 | Specific East African resource constant
2 | MAT-002 | Ancillary fittings, supports, fixings and connection materials | Material | 0.01 | item | 40.5719 | 0.40572 | Specific East African resource constant
3 | LAB-010 | Electrician | Labour | 0.8 | hr | 2.5116 | 2.0093 | Specific East African resource constant
4 | LAB-002 | General labourer | Labour | 0.2 | hr | 0.7728 | 0.15456 | Specific East African resource constant
5 | PLT-018 | Electrical/ICT test instruments | Plant & Tools | 0.02 | day | 38.6399 | 0.7728 | Specific East African resource constant
6 | SUB-006 | Electrical installation | Subcontractor | 0 | item | 4636.7852 | 0 | Verify local quotation / authority charge
|  | Materials Total |  |  |  |  | 28.806
|  | Labour Total |  |  |  |  | 2.1638
|  | Plant & Subcontract Total |  |  |  |  | 0.7728
|  | Direct Resource Cost |  |  |  |  | 31.7427
|  | Transport / Carriage | 5% of materials |  |  |  | 1.4403 | Adjust for haul distance
|  | Small Tools, Water & Sundries | 2.5% of labour + plant |  |  |  | 0.073416 | Traditional allowance
|  | PRIME COST |  |  |  |  | 33.2564
|  | Contractor Overheads | 10% |  |  |  | 3.3256 | Editable allowance
|  | Contractor Profit | 10% |  |  |  | 3.6582 | Editable allowance
|  | RATE PER BOQ UNIT | nr |  |  |  | 40.2402 | Excluding VAT
Note | Quantities are standard estimating constants and must be adjusted for specification, method, location and supplier quotations.
DETAILED RATE ANALYSIS — EAST AFRICAN QS FORMAT
Module / Ref | MODULE 6 | 46.08 | [5 empty] | MODULE 6¦46.08
BOQ Item | Supply and install local power supplies, PoE midspans and fused spurs to cameras
Unit | nr | Pricing basis | Nairobi, Kenya — Sep 2026 | Currency | USD | VAT | Excluded
No. | Code | Resource Description | Category | Qty / BOQ Unit | Resource Unit | Rate (USD) | Amount (USD) | Remarks
1 | MAT-077 | IP CCTV camera complete | Material | 1 | nr | 198.9954 | 198.9954 | East African productivity / consumption constant
2 | MAT-055 | Cat6/Cat6A data cable | Material | 10 | m | 0.97372 | 9.7372 | East African productivity / consumption constant
3 | LAB-019 | ELV/ICT/security technician | Labour | 2 | hr | 2.7048 | 5.4096 | East African productivity / consumption constant
4 | LAB-002 | General labourer | Labour | 0.5 | hr | 0.7728 | 0.3864 | East African productivity / consumption constant
5 | PLT-018 | Electrical/ICT test instruments | Plant & Tools | 0.05 | day | 38.6399 | 1.932 | East African productivity / consumption constant
6 | SUB-012 | CCTV installation and commissioning | Subcontractor | 0.005 | item | 1931.9938 | 9.66 | Verify supplier/subcontract quotation
|  | Materials Total |  |  |  |  | 208.7326
|  | Labour Total |  |  |  |  | 5.796
|  | Plant & Subcontract Total |  |  |  |  | 11.592
|  | Direct Resource Cost |  |  |  |  | 226.1206
|  | Transport / Carriage | 5% of materials |  |  |  | 10.4366 | Adjust for haul distance
|  | Small Tools, Water & Sundries | 2.5% of labour + plant |  |  |  | 0.4347 | Traditional allowance
|  | PRIME COST |  |  |  |  | 236.9919
|  | Contractor Overheads | 10% |  |  |  | 23.6992 | Editable allowance
|  | Contractor Profit | 10% |  |  |  | 26.0691 | Editable allowance
|  | RATE PER BOQ UNIT | nr |  |  |  | 286.7602 | Excluding VAT
Note | Quantities are standard estimating constants and must be adjusted for specification, method, location and supplier quotations.
DETAILED RATE ANALYSIS — EAST AFRICAN QS FORMAT
Module / Ref | MODULE 6 | 46.09 | [5 empty] | MODULE 6¦46.09
BOQ Item | Form and fire-stop cabling penetrations through walls and floors
Unit | nr | Pricing basis | Nairobi, Kenya — Sep 2026 | Currency | USD | VAT | Excluded
No. | Code | Resource Description | Category | Qty / BOQ Unit | Resource Unit | Rate (USD) | Amount (USD) | Remarks
1 | MAT-116 | Fire-stopping penetration seal | Material | 1 | nr | 36.5147 | 36.5147 | Specific East African resource constant
2 | MAT-002 | Ancillary fittings, supports, fixings and connection materials | Material | 0.02 | item | 40.5719 | 0.81144 | Specific East African resource constant
3 | LAB-018 | Fire-systems technician | Labour | 0.5 | hr | 2.7048 | 1.3524 | Specific East African resource constant
4 | LAB-002 | General labourer | Labour | 0.2 | hr | 0.7728 | 0.15456 | Specific East African resource constant
5 | PLT-016 | Small tools & consumables (allowance) | Plant & Tools | 0.02 | hr | 0.5796 | 0.011592 | Specific East African resource constant
6 | SUB-007 | Fire protection installation | Subcontractor | 0.002 | item | 3477.5889 | 6.9552 | Verify local quotation / authority charge
|  | Materials Total |  |  |  |  | 37.3261
|  | Labour Total |  |  |  |  | 1.507
|  | Plant & Subcontract Total |  |  |  |  | 6.9668
|  | Direct Resource Cost |  |  |  |  | 45.7998
|  | Transport / Carriage | 5% of materials |  |  |  | 1.8663 | Adjust for haul distance
|  | Small Tools, Water & Sundries | 2.5% of labour + plant |  |  |  | 0.21184 | Traditional allowance
|  | PRIME COST |  |  |  |  | 47.878
|  | Contractor Overheads | 10% |  |  |  | 4.7878 | Editable allowance
|  | Contractor Profit | 10% |  |  |  | 5.2666 | Editable allowance
|  | RATE PER BOQ UNIT | nr |  |  |  | 57.9324 | Excluding VAT
Note | Quantities are standard estimating constants and must be adjusted for specification, method, location and supplier quotations.
DETAILED RATE ANALYSIS — EAST AFRICAN QS FORMAT
Module / Ref | MODULE 6 | 46.1 | [5 empty] | MODULE 6¦46.1
BOQ Item | Supply and install cable identification, labelling and record marking
Unit | nr | Pricing basis | Nairobi, Kenya — Sep 2026 | Currency | USD | VAT | Excluded
No. | Code | Resource Description | Category | Qty / BOQ Unit | Resource Unit | Rate (USD) | Amount (USD) | Remarks
1 | MAT-132 | Equipment rack/cabinet with PDU | Material | 0.25 | nr | 955.1777 | 238.7944 | Discipline-specific East African resource allowance
2 | MAT-135 | Copper/fibre patch lead | Material | 2 | nr | 12.1716 | 24.3431 | Discipline-specific East African resource allowance
3 | LAB-019 | ELV/ICT/security technician | Labour | 2 | hr | 2.7048 | 5.4096 | Discipline-specific East African resource allowance
4 | LAB-002 | General labourer | Labour | 0.5 | hr | 0.7728 | 0.3864 | Discipline-specific East African resource allowance
5 | PLT-018 | Electrical/ICT test instruments | Plant & Tools | 0.05 | day | 38.6399 | 1.932 | Discipline-specific East African resource allowance
6 | SUB-012 | CCTV installation and commissioning | Subcontractor | 0.005 | item | 1931.9938 | 9.66 | Discipline provisional allowance — verify quotation
|  | Materials Total |  |  |  |  | 263.1376
|  | Labour Total |  |  |  |  | 5.796
|  | Plant & Subcontract Total |  |  |  |  | 11.592
|  | Direct Resource Cost |  |  |  |  | 280.5255
|  | Transport / Carriage | 5% of materials |  |  |  | 13.1569 | Adjust for haul distance
|  | Small Tools, Water & Sundries | 2.5% of labour + plant |  |  |  | 0.4347 | Traditional allowance
|  | PRIME COST |  |  |  |  | 294.1171
|  | Contractor Overheads | 10% |  |  |  | 29.4117 | Editable allowance
|  | Contractor Profit | 10% |  |  |  | 32.3529 | Editable allowance
|  | RATE PER BOQ UNIT | nr |  |  |  | 355.8817 | Excluding VAT
Note | Quantities are standard estimating constants and must be adjusted for specification, method, location and supplier quotations.
DETAILED RATE ANALYSIS — EAST AFRICAN QS FORMAT
Module / Ref | MODULE 6 | 47.01 | [5 empty] | MODULE 6¦47.01
BOQ Item | Supply and install control-room video-wall or monitor array, including mounts
Unit | nr | Pricing basis | Nairobi, Kenya — Sep 2026 | Currency | USD | VAT | Excluded
No. | Code | Resource Description | Category | Qty / BOQ Unit | Resource Unit | Rate (USD) | Amount (USD) | Remarks
1 | MAT-132 | Equipment rack/cabinet with PDU | Material | 0.25 | nr | 955.1777 | 238.7944 | Discipline-specific East African resource allowance
2 | MAT-135 | Copper/fibre patch lead | Material | 2 | nr | 12.1716 | 24.3431 | Discipline-specific East African resource allowance
3 | LAB-019 | ELV/ICT/security technician | Labour | 2 | hr | 2.7048 | 5.4096 | Discipline-specific East African resource allowance
4 | LAB-002 | General labourer | Labour | 0.5 | hr | 0.7728 | 0.3864 | Discipline-specific East African resource allowance
5 | PLT-018 | Electrical/ICT test instruments | Plant & Tools | 0.05 | day | 38.6399 | 1.932 | Discipline-specific East African resource allowance
6 | SUB-012 | CCTV installation and commissioning | Subcontractor | 0.005 | item | 1931.9938 | 9.66 | Discipline provisional allowance — verify quotation
|  | Materials Total |  |  |  |  | 263.1376
|  | Labour Total |  |  |  |  | 5.796
|  | Plant & Subcontract Total |  |  |  |  | 11.592
|  | Direct Resource Cost |  |  |  |  | 280.5255
|  | Transport / Carriage | 5% of materials |  |  |  | 13.1569 | Adjust for haul distance
|  | Small Tools, Water & Sundries | 2.5% of labour + plant |  |  |  | 0.4347 | Traditional allowance
|  | PRIME COST |  |  |  |  | 294.1171
|  | Contractor Overheads | 10% |  |  |  | 29.4117 | Editable allowance
|  | Contractor Profit | 10% |  |  |  | 32.3529 | Editable allowance
|  | RATE PER BOQ UNIT | nr |  |  |  | 355.8817 | Excluding VAT
Note | Quantities are standard estimating constants and must be adjusted for specification, method, location and supplier quotations.
DETAILED RATE ANALYSIS — EAST AFRICAN QS FORMAT
Module / Ref | MODULE 6 | 47.02 | [5 empty] | MODULE 6¦47.02
BOQ Item | Supply and install operator workstations, keyboards and joystick controllers
Unit | nr | Pricing basis | Nairobi, Kenya — Sep 2026 | Currency | USD | VAT | Excluded
No. | Code | Resource Description | Category | Qty / BOQ Unit | Resource Unit | Rate (USD) | Amount (USD) | Remarks
1 | MAT-153 | BMS operator workstation | Material | 1 | nr | 2758.8872 | 2758.8872 | Specific East African resource constant
2 | MAT-079 | Managed PoE/network switch | Material | 1 | nr | 670.0155 | 670.0155 | Specific East African resource constant
3 | LAB-019 | ELV/ICT/security technician | Labour | 6 | hr | 2.7048 | 16.2287 | Specific East African resource constant
4 | LAB-002 | General labourer | Labour | 1 | hr | 0.7728 | 0.7728 | Specific East African resource constant
5 | PLT-018 | Electrical/ICT test instruments | Plant & Tools | 0.15 | day | 38.6399 | 5.796 | Specific East African resource constant
6 | SUB-014 | BMS installation and commissioning | Subcontractor | 0.02 | item | 3863.9876 | 77.2798 | Verify local quotation / authority charge
|  | Materials Total |  |  |  |  | 3428.9026
|  | Labour Total |  |  |  |  | 17.0015
|  | Plant & Subcontract Total |  |  |  |  | 83.0757
|  | Direct Resource Cost |  |  |  |  | 3528.9799
|  | Transport / Carriage | 5% of materials |  |  |  | 171.4451 | Adjust for haul distance
|  | Small Tools, Water & Sundries | 2.5% of labour + plant |  |  |  | 2.5019 | Traditional allowance
|  | PRIME COST |  |  |  |  | 3702.927
|  | Contractor Overheads | 10% |  |  |  | 370.2927 | Editable allowance
|  | Contractor Profit | 10% |  |  |  | 407.322 | Editable allowance
|  | RATE PER BOQ UNIT | nr |  |  |  | 4480.5416 | Excluding VAT
Note | Quantities are standard estimating constants and must be adjusted for specification, method, location and supplier quotations.
DETAILED RATE ANALYSIS — EAST AFRICAN QS FORMAT
Module / Ref | MODULE 6 | 47.03 | [5 empty] | MODULE 6¦47.03
BOQ Item | Supply and install video-wall controller and display-management software
Unit | nr | Pricing basis | Nairobi, Kenya — Sep 2026 | Currency | USD | VAT | Excluded
No. | Code | Resource Description | Category | Qty / BOQ Unit | Resource Unit | Rate (USD) | Amount (USD) | Remarks
1 | MAT-083 | BMS controller / field panel | Material | 1 | nr | 1418.8563 | 1418.8563 | East African productivity / consumption constant
2 | MAT-055 | Cat6/Cat6A data cable | Material | 10 | m | 0.97372 | 9.7372 | East African productivity / consumption constant
3 | LAB-019 | ELV/ICT/security technician | Labour | 8 | hr | 2.7048 | 21.6383 | East African productivity / consumption constant
4 | LAB-002 | General labourer | Labour | 2 | hr | 0.7728 | 1.5456 | East African productivity / consumption constant
5 | PLT-018 | Electrical/ICT test instruments | Plant & Tools | 0.2 | day | 38.6399 | 7.728 | East African productivity / consumption constant
6 | SUB-014 | BMS installation and commissioning | Subcontractor | 0.03 | item | 3863.9876 | 115.9196 | Verify supplier/subcontract quotation
|  | Materials Total |  |  |  |  | 1428.5935
|  | Labour Total |  |  |  |  | 23.1839
|  | Plant & Subcontract Total |  |  |  |  | 123.6476
|  | Direct Resource Cost |  |  |  |  | 1575.425
|  | Transport / Carriage | 5% of materials |  |  |  | 71.4297 | Adjust for haul distance
|  | Small Tools, Water & Sundries | 2.5% of labour + plant |  |  |  | 3.6708 | Traditional allowance
|  | PRIME COST |  |  |  |  | 1650.5255
|  | Contractor Overheads | 10% |  |  |  | 165.0526 | Editable allowance
|  | Contractor Profit | 10% |  |  |  | 181.5578 | Editable allowance
|  | RATE PER BOQ UNIT | nr |  |  |  | 1997.1359 | Excluding VAT
Note | Quantities are standard estimating constants and must be adjusted for specification, method, location and supplier quotations.
DETAILED RATE ANALYSIS — EAST AFRICAN QS FORMAT
Module / Ref | MODULE 6 | 47.04 | [5 empty] | MODULE 6¦47.04
BOQ Item | Supply and install spot monitors and public-view monitors
Unit | nr | Pricing basis | Nairobi, Kenya — Sep 2026 | Currency | USD | VAT | Excluded
No. | Code | Resource Description | Category | Qty / BOQ Unit | Resource Unit | Rate (USD) | Amount (USD) | Remarks
1 | MAT-132 | Equipment rack/cabinet with PDU | Material | 0.25 | nr | 955.1777 | 238.7944 | Discipline-specific East African resource allowance
2 | MAT-135 | Copper/fibre patch lead | Material | 2 | nr | 12.1716 | 24.3431 | Discipline-specific East African resource allowance
3 | LAB-019 | ELV/ICT/security technician | Labour | 2 | hr | 2.7048 | 5.4096 | Discipline-specific East African resource allowance
4 | LAB-002 | General labourer | Labour | 0.5 | hr | 0.7728 | 0.3864 | Discipline-specific East African resource allowance
5 | PLT-018 | Electrical/ICT test instruments | Plant & Tools | 0.05 | day | 38.6399 | 1.932 | Discipline-specific East African resource allowance
6 | SUB-012 | CCTV installation and commissioning | Subcontractor | 0.005 | item | 1931.9938 | 9.66 | Discipline provisional allowance — verify quotation
|  | Materials Total |  |  |  |  | 263.1376
|  | Labour Total |  |  |  |  | 5.796
|  | Plant & Subcontract Total |  |  |  |  | 11.592
|  | Direct Resource Cost |  |  |  |  | 280.5255
|  | Transport / Carriage | 5% of materials |  |  |  | 13.1569 | Adjust for haul distance
|  | Small Tools, Water & Sundries | 2.5% of labour + plant |  |  |  | 0.4347 | Traditional allowance
|  | PRIME COST |  |  |  |  | 294.1171
|  | Contractor Overheads | 10% |  |  |  | 29.4117 | Editable allowance
|  | Contractor Profit | 10% |  |  |  | 32.3529 | Editable allowance
|  | RATE PER BOQ UNIT | nr |  |  |  | 355.8817 | Excluding VAT
Note | Quantities are standard estimating constants and must be adjusted for specification, method, location and supplier quotations.
DETAILED RATE ANALYSIS — EAST AFRICAN QS FORMAT
Module / Ref | MODULE 6 | 47.05 | [5 empty] | MODULE 6¦47.05
BOQ Item | Supply and install control-room furniture, consoles and equipment housings
Unit | nr | Pricing basis | Nairobi, Kenya — Sep 2026 | Currency | USD | VAT | Excluded
No. | Code | Resource Description | Category | Qty / BOQ Unit | Resource Unit | Rate (USD) | Amount (USD) | Remarks
1 | MAT-100 | Loose furniture item | Material | 1 | nr | 278.5935 | 278.5935 | East African productivity / consumption constant
2 | MAT-002 | Ancillary fittings, supports, fixings and connection materials | Material | 0.1 | item | 40.5719 | 4.0572 | East African productivity / consumption constant
3 | LAB-005 | Carpenter / joiner | Labour | 1 | hr | 1.7388 | 1.7388 | East African productivity / consumption constant
4 | LAB-002 | General labourer | Labour | 0.5 | hr | 0.7728 | 0.3864 | East African productivity / consumption constant
5 | PLT-016 | Small tools & consumables (allowance) | Plant & Tools | 0.05 | hr | 0.5796 | 0.02898 | East African productivity / consumption constant
6 | SUB-017 | Specialist joinery installation | Subcontractor | 0.01 | item | 1391.0355 | 13.9104 | Verify supplier/subcontract quotation
|  | Materials Total |  |  |  |  | 282.6507
|  | Labour Total |  |  |  |  | 2.1252
|  | Plant & Subcontract Total |  |  |  |  | 13.9393
|  | Direct Resource Cost |  |  |  |  | 298.7152
|  | Transport / Carriage | 5% of materials |  |  |  | 14.1325 | Adjust for haul distance
|  | Small Tools, Water & Sundries | 2.5% of labour + plant |  |  |  | 0.40161 | Traditional allowance
|  | PRIME COST |  |  |  |  | 313.2494
|  | Contractor Overheads | 10% |  |  |  | 31.3249 | Editable allowance
|  | Contractor Profit | 10% |  |  |  | 34.4574 | Editable allowance
|  | RATE PER BOQ UNIT | nr |  |  |  | 379.0317 | Excluding VAT
Note | Quantities are standard estimating constants and must be adjusted for specification, method, location and supplier quotations.
DETAILED RATE ANALYSIS — EAST AFRICAN QS FORMAT
Module / Ref | MODULE 6 | 47.06 | [5 empty] | MODULE 6¦47.06
BOQ Item | Configure display layouts, camera sequences and operator views
Unit | nr | Pricing basis | Nairobi, Kenya — Sep 2026 | Currency | USD | VAT | Excluded
No. | Code | Resource Description | Category | Qty / BOQ Unit | Resource Unit | Rate (USD) | Amount (USD) | Remarks
1 | MAT-077 | IP CCTV camera complete | Material | 1 | nr | 198.9954 | 198.9954 | East African productivity / consumption constant
2 | MAT-055 | Cat6/Cat6A data cable | Material | 10 | m | 0.97372 | 9.7372 | East African productivity / consumption constant
3 | LAB-019 | ELV/ICT/security technician | Labour | 2 | hr | 2.7048 | 5.4096 | East African productivity / consumption constant
4 | LAB-002 | General labourer | Labour | 0.5 | hr | 0.7728 | 0.3864 | East African productivity / consumption constant
5 | PLT-018 | Electrical/ICT test instruments | Plant & Tools | 0.05 | day | 38.6399 | 1.932 | East African productivity / consumption constant
6 | SUB-012 | CCTV installation and commissioning | Subcontractor | 0.005 | item | 1931.9938 | 9.66 | Verify supplier/subcontract quotation
|  | Materials Total |  |  |  |  | 208.7326
|  | Labour Total |  |  |  |  | 5.796
|  | Plant & Subcontract Total |  |  |  |  | 11.592
|  | Direct Resource Cost |  |  |  |  | 226.1206
|  | Transport / Carriage | 5% of materials |  |  |  | 10.4366 | Adjust for haul distance
|  | Small Tools, Water & Sundries | 2.5% of labour + plant |  |  |  | 0.4347 | Traditional allowance
|  | PRIME COST |  |  |  |  | 236.9919
|  | Contractor Overheads | 10% |  |  |  | 23.6992 | Editable allowance
|  | Contractor Profit | 10% |  |  |  | 26.0691 | Editable allowance
|  | RATE PER BOQ UNIT | nr |  |  |  | 286.7602 | Excluding VAT
Note | Quantities are standard estimating constants and must be adjusted for specification, method, location and supplier quotations.
DETAILED RATE ANALYSIS — EAST AFRICAN QS FORMAT
Module / Ref | MODULE 6 | 48.01 | [5 empty] | MODULE 6¦48.01
BOQ Item | Configure video-management software, user accounts and permissions
Unit | item | Pricing basis | Nairobi, Kenya — Sep 2026 | Currency | USD | VAT | Excluded
No. | Code | Resource Description | Category | Qty / BOQ Unit | Resource Unit | Rate (USD) | Amount (USD) | Remarks
1 | MAT-131 | VMS/ICT server and software | Material | 1 | nr | 3547.1406 | 3547.1406 | Specific East African resource constant
2 | MAT-132 | Equipment rack/cabinet with PDU | Material | 1 | nr | 955.1777 | 955.1777 | Specific East African resource constant
3 | LAB-019 | ELV/ICT/security technician | Labour | 8 | hr | 2.7048 | 21.6383 | Specific East African resource constant
4 | LAB-002 | General labourer | Labour | 2 | hr | 0.7728 | 1.5456 | Specific East African resource constant
5 | PLT-018 | Electrical/ICT test instruments | Plant & Tools | 0.2 | day | 38.6399 | 7.728 | Specific East African resource constant
6 | SUB-012 | CCTV installation and commissioning | Subcontractor | 0.03 | item | 1931.9938 | 57.9598 | Verify local quotation / authority charge
|  | Materials Total |  |  |  |  | 4502.3184
|  | Labour Total |  |  |  |  | 23.1839
|  | Plant & Subcontract Total |  |  |  |  | 65.6878
|  | Direct Resource Cost |  |  |  |  | 4591.1901
|  | Transport / Carriage | 5% of materials |  |  |  | 225.1159 | Adjust for haul distance
|  | Small Tools, Water & Sundries | 2.5% of labour + plant |  |  |  | 2.2218 | Traditional allowance
|  | PRIME COST |  |  |  |  | 4818.5278
|  | Contractor Overheads | 10% |  |  |  | 481.8528 | Editable allowance
|  | Contractor Profit | 10% |  |  |  | 530.0381 | Editable allowance
|  | RATE PER BOQ UNIT | item |  |  |  | 5830.4187 | Excluding VAT
Note | Quantities are standard estimating constants and must be adjusted for specification, method, location and supplier quotations.
DETAILED RATE ANALYSIS — EAST AFRICAN QS FORMAT
Module / Ref | MODULE 6 | 48.02 | [5 empty] | MODULE 6¦48.02
BOQ Item | Supply and configure video analytics (motion, line-crossing, intrusion, loitering)
Unit | nr | Pricing basis | Nairobi, Kenya — Sep 2026 | Currency | USD | VAT | Excluded
No. | Code | Resource Description | Category | Qty / BOQ Unit | Resource Unit | Rate (USD) | Amount (USD) | Remarks
1 | MAT-132 | Equipment rack/cabinet with PDU | Material | 0.25 | nr | 955.1777 | 238.7944 | Discipline-specific East African resource allowance
2 | MAT-135 | Copper/fibre patch lead | Material | 2 | nr | 12.1716 | 24.3431 | Discipline-specific East African resource allowance
3 | LAB-019 | ELV/ICT/security technician | Labour | 2 | hr | 2.7048 | 5.4096 | Discipline-specific East African resource allowance
4 | LAB-002 | General labourer | Labour | 0.5 | hr | 0.7728 | 0.3864 | Discipline-specific East African resource allowance
5 | PLT-018 | Electrical/ICT test instruments | Plant & Tools | 0.05 | day | 38.6399 | 1.932 | Discipline-specific East African resource allowance
6 | SUB-012 | CCTV installation and commissioning | Subcontractor | 0.005 | item | 1931.9938 | 9.66 | Discipline provisional allowance — verify quotation
|  | Materials Total |  |  |  |  | 263.1376
|  | Labour Total |  |  |  |  | 5.796
|  | Plant & Subcontract Total |  |  |  |  | 11.592
|  | Direct Resource Cost |  |  |  |  | 280.5255
|  | Transport / Carriage | 5% of materials |  |  |  | 13.1569 | Adjust for haul distance
|  | Small Tools, Water & Sundries | 2.5% of labour + plant |  |  |  | 0.4347 | Traditional allowance
|  | PRIME COST |  |  |  |  | 294.1171
|  | Contractor Overheads | 10% |  |  |  | 29.4117 | Editable allowance
|  | Contractor Profit | 10% |  |  |  | 32.3529 | Editable allowance
|  | RATE PER BOQ UNIT | nr |  |  |  | 355.8817 | Excluding VAT
Note | Quantities are standard estimating constants and must be adjusted for specification, method, location and supplier quotations.
DETAILED RATE ANALYSIS — EAST AFRICAN QS FORMAT
Module / Ref | MODULE 6 | 48.03 | [5 empty] | MODULE 6¦48.03
BOQ Item | Integrate CCTV with access-control, intruder and fire-alarm systems
Unit | nr | Pricing basis | Nairobi, Kenya — Sep 2026 | Currency | USD | VAT | Excluded
No. | Code | Resource Description | Category | Qty / BOQ Unit | Resource Unit | Rate (USD) | Amount (USD) | Remarks
1 | MAT-132 | Equipment rack/cabinet with PDU | Material | 0.25 | nr | 955.1777 | 238.7944 | Discipline-specific East African resource allowance
2 | MAT-135 | Copper/fibre patch lead | Material | 2 | nr | 12.1716 | 24.3431 | Discipline-specific East African resource allowance
3 | LAB-019 | ELV/ICT/security technician | Labour | 2 | hr | 2.7048 | 5.4096 | Discipline-specific East African resource allowance
4 | LAB-002 | General labourer | Labour | 0.5 | hr | 0.7728 | 0.3864 | Discipline-specific East African resource allowance
5 | PLT-018 | Electrical/ICT test instruments | Plant & Tools | 0.05 | day | 38.6399 | 1.932 | Discipline-specific East African resource allowance
6 | SUB-012 | CCTV installation and commissioning | Subcontractor | 0.005 | item | 1931.9938 | 9.66 | Discipline provisional allowance — verify quotation
|  | Materials Total |  |  |  |  | 263.1376
|  | Labour Total |  |  |  |  | 5.796
|  | Plant & Subcontract Total |  |  |  |  | 11.592
|  | Direct Resource Cost |  |  |  |  | 280.5255
|  | Transport / Carriage | 5% of materials |  |  |  | 13.1569 | Adjust for haul distance
|  | Small Tools, Water & Sundries | 2.5% of labour + plant |  |  |  | 0.4347 | Traditional allowance
|  | PRIME COST |  |  |  |  | 294.1171
|  | Contractor Overheads | 10% |  |  |  | 29.4117 | Editable allowance
|  | Contractor Profit | 10% |  |  |  | 32.3529 | Editable allowance
|  | RATE PER BOQ UNIT | nr |  |  |  | 355.8817 | Excluding VAT
Note | Quantities are standard estimating constants and must be adjusted for specification, method, location and supplier quotations.
DETAILED RATE ANALYSIS — EAST AFRICAN QS FORMAT
Module / Ref | MODULE 6 | 48.04 | [5 empty] | MODULE 6¦48.04
BOQ Item | Integrate CCTV with building-management or command-and-control platform
Unit | nr | Pricing basis | Nairobi, Kenya — Sep 2026 | Currency | USD | VAT | Excluded
No. | Code | Resource Description | Category | Qty / BOQ Unit | Resource Unit | Rate (USD) | Amount (USD) | Remarks
1 | MAT-132 | Equipment rack/cabinet with PDU | Material | 0.25 | nr | 955.1777 | 238.7944 | Discipline-specific East African resource allowance
2 | MAT-135 | Copper/fibre patch lead | Material | 2 | nr | 12.1716 | 24.3431 | Discipline-specific East African resource allowance
3 | LAB-019 | ELV/ICT/security technician | Labour | 2 | hr | 2.7048 | 5.4096 | Discipline-specific East African resource allowance
4 | LAB-002 | General labourer | Labour | 0.5 | hr | 0.7728 | 0.3864 | Discipline-specific East African resource allowance
5 | PLT-018 | Electrical/ICT test instruments | Plant & Tools | 0.05 | day | 38.6399 | 1.932 | Discipline-specific East African resource allowance
6 | SUB-012 | CCTV installation and commissioning | Subcontractor | 0.005 | item | 1931.9938 | 9.66 | Discipline provisional allowance — verify quotation
|  | Materials Total |  |  |  |  | 263.1376
|  | Labour Total |  |  |  |  | 5.796
|  | Plant & Subcontract Total |  |  |  |  | 11.592
|  | Direct Resource Cost |  |  |  |  | 280.5255
|  | Transport / Carriage | 5% of materials |  |  |  | 13.1569 | Adjust for haul distance
|  | Small Tools, Water & Sundries | 2.5% of labour + plant |  |  |  | 0.4347 | Traditional allowance
|  | PRIME COST |  |  |  |  | 294.1171
|  | Contractor Overheads | 10% |  |  |  | 29.4117 | Editable allowance
|  | Contractor Profit | 10% |  |  |  | 32.3529 | Editable allowance
|  | RATE PER BOQ UNIT | nr |  |  |  | 355.8817 | Excluding VAT
Note | Quantities are standard estimating constants and must be adjusted for specification, method, location and supplier quotations.
DETAILED RATE ANALYSIS — EAST AFRICAN QS FORMAT
Module / Ref | MODULE 6 | 48.05 | [5 empty] | MODULE 6¦48.05
BOQ Item | Configure remote/mobile access, alarms and notification workflows
Unit | item | Pricing basis | Nairobi, Kenya — Sep 2026 | Currency | USD | VAT | Excluded
No. | Code | Resource Description | Category | Qty / BOQ Unit | Resource Unit | Rate (USD) | Amount (USD) | Remarks
1 | MAT-132 | Equipment rack/cabinet with PDU | Material | 0.25 | nr | 955.1777 | 238.7944 | Discipline-specific East African resource allowance
2 | MAT-135 | Copper/fibre patch lead | Material | 2 | nr | 12.1716 | 24.3431 | Discipline-specific East African resource allowance
3 | LAB-019 | ELV/ICT/security technician | Labour | 2 | hr | 2.7048 | 5.4096 | Discipline-specific East African resource allowance
4 | LAB-002 | General labourer | Labour | 0.5 | hr | 0.7728 | 0.3864 | Discipline-specific East African resource allowance
5 | PLT-018 | Electrical/ICT test instruments | Plant & Tools | 0.05 | day | 38.6399 | 1.932 | Discipline-specific East African resource allowance
6 | SUB-012 | CCTV installation and commissioning | Subcontractor | 0.005 | item | 1931.9938 | 9.66 | Discipline provisional allowance — verify quotation
|  | Materials Total |  |  |  |  | 263.1376
|  | Labour Total |  |  |  |  | 5.796
|  | Plant & Subcontract Total |  |  |  |  | 11.592
|  | Direct Resource Cost |  |  |  |  | 280.5255
|  | Transport / Carriage | 5% of materials |  |  |  | 13.1569 | Adjust for haul distance
|  | Small Tools, Water & Sundries | 2.5% of labour + plant |  |  |  | 0.4347 | Traditional allowance
|  | PRIME COST |  |  |  |  | 294.1171
|  | Contractor Overheads | 10% |  |  |  | 29.4117 | Editable allowance
|  | Contractor Profit | 10% |  |  |  | 32.3529 | Editable allowance
|  | RATE PER BOQ UNIT | item |  |  |  | 355.8817 | Excluding VAT
Note | Quantities are standard estimating constants and must be adjusted for specification, method, location and supplier quotations.
DETAILED RATE ANALYSIS — EAST AFRICAN QS FORMAT
Module / Ref | MODULE 6 | 48.06 | [5 empty] | MODULE 6¦48.06
BOQ Item | Configure cyber-security hardening, network segregation and certificates
Unit | item | Pricing basis | Nairobi, Kenya — Sep 2026 | Currency | USD | VAT | Excluded
No. | Code | Resource Description | Category | Qty / BOQ Unit | Resource Unit | Rate (USD) | Amount (USD) | Remarks
1 | MAT-132 | Equipment rack/cabinet with PDU | Material | 0.25 | nr | 955.1777 | 238.7944 | Discipline-specific East African resource allowance
2 | MAT-135 | Copper/fibre patch lead | Material | 2 | nr | 12.1716 | 24.3431 | Discipline-specific East African resource allowance
3 | LAB-019 | ELV/ICT/security technician | Labour | 2 | hr | 2.7048 | 5.4096 | Discipline-specific East African resource allowance
4 | LAB-002 | General labourer | Labour | 0.5 | hr | 0.7728 | 0.3864 | Discipline-specific East African resource allowance
5 | PLT-018 | Electrical/ICT test instruments | Plant & Tools | 0.05 | day | 38.6399 | 1.932 | Discipline-specific East African resource allowance
6 | SUB-012 | CCTV installation and commissioning | Subcontractor | 0.005 | item | 1931.9938 | 9.66 | Discipline provisional allowance — verify quotation
|  | Materials Total |  |  |  |  | 263.1376
|  | Labour Total |  |  |  |  | 5.796
|  | Plant & Subcontract Total |  |  |  |  | 11.592
|  | Direct Resource Cost |  |  |  |  | 280.5255
|  | Transport / Carriage | 5% of materials |  |  |  | 13.1569 | Adjust for haul distance
|  | Small Tools, Water & Sundries | 2.5% of labour + plant |  |  |  | 0.4347 | Traditional allowance
|  | PRIME COST |  |  |  |  | 294.1171
|  | Contractor Overheads | 10% |  |  |  | 29.4117 | Editable allowance
|  | Contractor Profit | 10% |  |  |  | 32.3529 | Editable allowance
|  | RATE PER BOQ UNIT | item |  |  |  | 355.8817 | Excluding VAT
Note | Quantities are standard estimating constants and must be adjusted for specification, method, location and supplier quotations.
DETAILED RATE ANALYSIS — EAST AFRICAN QS FORMAT
Module / Ref | MODULE 6 | 48.07 | [5 empty] | MODULE 6¦48.07
BOQ Item | Configure data-retention, privacy masking and GDPR-compliance settings
Unit | item | Pricing basis | Nairobi, Kenya — Sep 2026 | Currency | USD | VAT | Excluded
No. | Code | Resource Description | Category | Qty / BOQ Unit | Resource Unit | Rate (USD) | Amount (USD) | Remarks
1 | MAT-002 | Ancillary fittings, supports, fixings and connection materials | Material | 0.02 | item | 40.5719 | 0.81144 | East African productivity / consumption constant
2 | LAB-015 | Site engineer / surveyor | Labour | 6 | hr | 3.864 | 23.1839 | East African productivity / consumption constant
3 | LAB-001 | Specialist engineer / surveyor | Labour | 8 | hr | 3.864 | 30.9119 | East African productivity / consumption constant
4 | PLT-018 | Electrical/ICT test instruments | Plant & Tools | 0.25 | day | 38.6399 | 9.66 | East African productivity / consumption constant
5 | SUB-009 | Testing & commissioning | Subcontractor | 0.1 | item | 579.5981 | 57.9598 | Verify supplier/subcontract quotation
6 | MAT-096 | Signage / graphic panel | Material | 0.02 | nr | 121.7156 | 2.4343 | East African productivity / consumption constant
|  | Materials Total |  |  |  |  | 3.2457
|  | Labour Total |  |  |  |  | 54.0958
|  | Plant & Subcontract Total |  |  |  |  | 67.6198
|  | Direct Resource Cost |  |  |  |  | 124.9614
|  | Transport / Carriage | 5% of materials |  |  |  | 0.16229 | Adjust for haul distance
|  | Small Tools, Water & Sundries | 2.5% of labour + plant |  |  |  | 3.0429 | Traditional allowance
|  | PRIME COST |  |  |  |  | 128.1665
|  | Contractor Overheads | 10% |  |  |  | 12.8167 | Editable allowance
|  | Contractor Profit | 10% |  |  |  | 14.0983 | Editable allowance
|  | RATE PER BOQ UNIT | item |  |  |  | 155.0815 | Excluding VAT
Note | Quantities are standard estimating constants and must be adjusted for specification, method, location and supplier quotations.
DETAILED RATE ANALYSIS — EAST AFRICAN QS FORMAT
Module / Ref | MODULE 6 | 49.01 | [5 empty] | MODULE 6¦49.01
BOQ Item | Carry out camera focus, field-of-view and image-quality setup
Unit | nr | Pricing basis | Nairobi, Kenya — Sep 2026 | Currency | USD | VAT | Excluded
No. | Code | Resource Description | Category | Qty / BOQ Unit | Resource Unit | Rate (USD) | Amount (USD) | Remarks
1 | MAT-077 | IP CCTV camera complete | Material | 1 | nr | 198.9954 | 198.9954 | East African productivity / consumption constant
2 | MAT-055 | Cat6/Cat6A data cable | Material | 10 | m | 0.97372 | 9.7372 | East African productivity / consumption constant
3 | LAB-019 | ELV/ICT/security technician | Labour | 2 | hr | 2.7048 | 5.4096 | East African productivity / consumption constant
4 | LAB-002 | General labourer | Labour | 0.5 | hr | 0.7728 | 0.3864 | East African productivity / consumption constant
5 | PLT-018 | Electrical/ICT test instruments | Plant & Tools | 0.05 | day | 38.6399 | 1.932 | East African productivity / consumption constant
6 | SUB-012 | CCTV installation and commissioning | Subcontractor | 0.005 | item | 1931.9938 | 9.66 | Verify supplier/subcontract quotation
|  | Materials Total |  |  |  |  | 208.7326
|  | Labour Total |  |  |  |  | 5.796
|  | Plant & Subcontract Total |  |  |  |  | 11.592
|  | Direct Resource Cost |  |  |  |  | 226.1206
|  | Transport / Carriage | 5% of materials |  |  |  | 10.4366 | Adjust for haul distance
|  | Small Tools, Water & Sundries | 2.5% of labour + plant |  |  |  | 0.4347 | Traditional allowance
|  | PRIME COST |  |  |  |  | 236.9919
|  | Contractor Overheads | 10% |  |  |  | 23.6992 | Editable allowance
|  | Contractor Profit | 10% |  |  |  | 26.0691 | Editable allowance
|  | RATE PER BOQ UNIT | nr |  |  |  | 286.7602 | Excluding VAT
Note | Quantities are standard estimating constants and must be adjusted for specification, method, location and supplier quotations.
DETAILED RATE ANALYSIS — EAST AFRICAN QS FORMAT
Module / Ref | MODULE 6 | 49.02 | [5 empty] | MODULE 6¦49.02
BOQ Item | Carry out point-to-point and end-to-end system testing
Unit | nr | Pricing basis | Nairobi, Kenya — Sep 2026 | Currency | USD | VAT | Excluded
No. | Code | Resource Description | Category | Qty / BOQ Unit | Resource Unit | Rate (USD) | Amount (USD) | Remarks
1 | MAT-132 | Equipment rack/cabinet with PDU | Material | 0.25 | nr | 955.1777 | 238.7944 | Discipline-specific East African resource allowance
2 | MAT-135 | Copper/fibre patch lead | Material | 2 | nr | 12.1716 | 24.3431 | Discipline-specific East African resource allowance
3 | LAB-019 | ELV/ICT/security technician | Labour | 2 | hr | 2.7048 | 5.4096 | Discipline-specific East African resource allowance
4 | LAB-002 | General labourer | Labour | 0.5 | hr | 0.7728 | 0.3864 | Discipline-specific East African resource allowance
5 | PLT-018 | Electrical/ICT test instruments | Plant & Tools | 0.05 | day | 38.6399 | 1.932 | Discipline-specific East African resource allowance
6 | SUB-012 | CCTV installation and commissioning | Subcontractor | 0.005 | item | 1931.9938 | 9.66 | Discipline provisional allowance — verify quotation
|  | Materials Total |  |  |  |  | 263.1376
|  | Labour Total |  |  |  |  | 5.796
|  | Plant & Subcontract Total |  |  |  |  | 11.592
|  | Direct Resource Cost |  |  |  |  | 280.5255
|  | Transport / Carriage | 5% of materials |  |  |  | 13.1569 | Adjust for haul distance
|  | Small Tools, Water & Sundries | 2.5% of labour + plant |  |  |  | 0.4347 | Traditional allowance
|  | PRIME COST |  |  |  |  | 294.1171
|  | Contractor Overheads | 10% |  |  |  | 29.4117 | Editable allowance
|  | Contractor Profit | 10% |  |  |  | 32.3529 | Editable allowance
|  | RATE PER BOQ UNIT | nr |  |  |  | 355.8817 | Excluding VAT
Note | Quantities are standard estimating constants and must be adjusted for specification, method, location and supplier quotations.
DETAILED RATE ANALYSIS — EAST AFRICAN QS FORMAT
Module / Ref | MODULE 6 | 49.03 | [5 empty] | MODULE 6¦49.03
BOQ Item | Carry out recording, playback and retention verification
Unit | nr | Pricing basis | Nairobi, Kenya — Sep 2026 | Currency | USD | VAT | Excluded
No. | Code | Resource Description | Category | Qty / BOQ Unit | Resource Unit | Rate (USD) | Amount (USD) | Remarks
1 | MAT-132 | Equipment rack/cabinet with PDU | Material | 0.25 | nr | 955.1777 | 238.7944 | Discipline-specific East African resource allowance
2 | MAT-135 | Copper/fibre patch lead | Material | 2 | nr | 12.1716 | 24.3431 | Discipline-specific East African resource allowance
3 | LAB-019 | ELV/ICT/security technician | Labour | 2 | hr | 2.7048 | 5.4096 | Discipline-specific East African resource allowance
4 | LAB-002 | General labourer | Labour | 0.5 | hr | 0.7728 | 0.3864 | Discipline-specific East African resource allowance
5 | PLT-018 | Electrical/ICT test instruments | Plant & Tools | 0.05 | day | 38.6399 | 1.932 | Discipline-specific East African resource allowance
6 | SUB-012 | CCTV installation and commissioning | Subcontractor | 0.005 | item | 1931.9938 | 9.66 | Discipline provisional allowance — verify quotation
|  | Materials Total |  |  |  |  | 263.1376
|  | Labour Total |  |  |  |  | 5.796
|  | Plant & Subcontract Total |  |  |  |  | 11.592
|  | Direct Resource Cost |  |  |  |  | 280.5255
|  | Transport / Carriage | 5% of materials |  |  |  | 13.1569 | Adjust for haul distance
|  | Small Tools, Water & Sundries | 2.5% of labour + plant |  |  |  | 0.4347 | Traditional allowance
|  | PRIME COST |  |  |  |  | 294.1171
|  | Contractor Overheads | 10% |  |  |  | 29.4117 | Editable allowance
|  | Contractor Profit | 10% |  |  |  | 32.3529 | Editable allowance
|  | RATE PER BOQ UNIT | nr |  |  |  | 355.8817 | Excluding VAT
Note | Quantities are standard estimating constants and must be adjusted for specification, method, location and supplier quotations.
DETAILED RATE ANALYSIS — EAST AFRICAN QS FORMAT
Module / Ref | MODULE 6 | 49.04 | [5 empty] | MODULE 6¦49.04
BOQ Item | Carry out analytics and alarm-trigger testing
Unit | nr | Pricing basis | Nairobi, Kenya — Sep 2026 | Currency | USD | VAT | Excluded
No. | Code | Resource Description | Category | Qty / BOQ Unit | Resource Unit | Rate (USD) | Amount (USD) | Remarks
1 | MAT-132 | Equipment rack/cabinet with PDU | Material | 0.25 | nr | 955.1777 | 238.7944 | Discipline-specific East African resource allowance
2 | MAT-135 | Copper/fibre patch lead | Material | 2 | nr | 12.1716 | 24.3431 | Discipline-specific East African resource allowance
3 | LAB-019 | ELV/ICT/security technician | Labour | 2 | hr | 2.7048 | 5.4096 | Discipline-specific East African resource allowance
4 | LAB-002 | General labourer | Labour | 0.5 | hr | 0.7728 | 0.3864 | Discipline-specific East African resource allowance
5 | PLT-018 | Electrical/ICT test instruments | Plant & Tools | 0.05 | day | 38.6399 | 1.932 | Discipline-specific East African resource allowance
6 | SUB-012 | CCTV installation and commissioning | Subcontractor | 0.005 | item | 1931.9938 | 9.66 | Discipline provisional allowance — verify quotation
|  | Materials Total |  |  |  |  | 263.1376
|  | Labour Total |  |  |  |  | 5.796
|  | Plant & Subcontract Total |  |  |  |  | 11.592
|  | Direct Resource Cost |  |  |  |  | 280.5255
|  | Transport / Carriage | 5% of materials |  |  |  | 13.1569 | Adjust for haul distance
|  | Small Tools, Water & Sundries | 2.5% of labour + plant |  |  |  | 0.4347 | Traditional allowance
|  | PRIME COST |  |  |  |  | 294.1171
|  | Contractor Overheads | 10% |  |  |  | 29.4117 | Editable allowance
|  | Contractor Profit | 10% |  |  |  | 32.3529 | Editable allowance
|  | RATE PER BOQ UNIT | nr |  |  |  | 355.8817 | Excluding VAT
Note | Quantities are standard estimating constants and must be adjusted for specification, method, location and supplier quotations.
DETAILED RATE ANALYSIS — EAST AFRICAN QS FORMAT
Module / Ref | MODULE 6 | 49.05 | [5 empty] | MODULE 6¦49.05
BOQ Item | Provide system-acceptance testing and client witnessing
Unit | item | Pricing basis | Nairobi, Kenya — Sep 2026 | Currency | USD | VAT | Excluded
No. | Code | Resource Description | Category | Qty / BOQ Unit | Resource Unit | Rate (USD) | Amount (USD) | Remarks
1 | MAT-132 | Equipment rack/cabinet with PDU | Material | 0.25 | nr | 955.1777 | 238.7944 | Discipline-specific East African resource allowance
2 | MAT-135 | Copper/fibre patch lead | Material | 2 | nr | 12.1716 | 24.3431 | Discipline-specific East African resource allowance
3 | LAB-019 | ELV/ICT/security technician | Labour | 2 | hr | 2.7048 | 5.4096 | Discipline-specific East African resource allowance
4 | LAB-002 | General labourer | Labour | 0.5 | hr | 0.7728 | 0.3864 | Discipline-specific East African resource allowance
5 | PLT-018 | Electrical/ICT test instruments | Plant & Tools | 0.05 | day | 38.6399 | 1.932 | Discipline-specific East African resource allowance
6 | SUB-012 | CCTV installation and commissioning | Subcontractor | 0.005 | item | 1931.9938 | 9.66 | Discipline provisional allowance — verify quotation
|  | Materials Total |  |  |  |  | 263.1376
|  | Labour Total |  |  |  |  | 5.796
|  | Plant & Subcontract Total |  |  |  |  | 11.592
|  | Direct Resource Cost |  |  |  |  | 280.5255
|  | Transport / Carriage | 5% of materials |  |  |  | 13.1569 | Adjust for haul distance
|  | Small Tools, Water & Sundries | 2.5% of labour + plant |  |  |  | 0.4347 | Traditional allowance
|  | PRIME COST |  |  |  |  | 294.1171
|  | Contractor Overheads | 10% |  |  |  | 29.4117 | Editable allowance
|  | Contractor Profit | 10% |  |  |  | 32.3529 | Editable allowance
|  | RATE PER BOQ UNIT | item |  |  |  | 355.8817 | Excluding VAT
Note | Quantities are standard estimating constants and must be adjusted for specification, method, location and supplier quotations.
DETAILED RATE ANALYSIS — EAST AFRICAN QS FORMAT
Module / Ref | MODULE 6 | 49.06 | [5 empty] | MODULE 6¦49.06
BOQ Item | Provide record or as-installed drawings, camera schedules and IP-addressing schedule
Unit | item | Pricing basis | Nairobi, Kenya — Sep 2026 | Currency | USD | VAT | Excluded
No. | Code | Resource Description | Category | Qty / BOQ Unit | Resource Unit | Rate (USD) | Amount (USD) | Remarks
1 | MAT-077 | IP CCTV camera complete | Material | 1 | nr | 198.9954 | 198.9954 | East African productivity / consumption constant
2 | MAT-055 | Cat6/Cat6A data cable | Material | 10 | m | 0.97372 | 9.7372 | East African productivity / consumption constant
3 | LAB-019 | ELV/ICT/security technician | Labour | 2 | hr | 2.7048 | 5.4096 | East African productivity / consumption constant
4 | LAB-002 | General labourer | Labour | 0.5 | hr | 0.7728 | 0.3864 | East African productivity / consumption constant
5 | PLT-018 | Electrical/ICT test instruments | Plant & Tools | 0.05 | day | 38.6399 | 1.932 | East African productivity / consumption constant
6 | SUB-012 | CCTV installation and commissioning | Subcontractor | 0.005 | item | 1931.9938 | 9.66 | Verify supplier/subcontract quotation
|  | Materials Total |  |  |  |  | 208.7326
|  | Labour Total |  |  |  |  | 5.796
|  | Plant & Subcontract Total |  |  |  |  | 11.592
|  | Direct Resource Cost |  |  |  |  | 226.1206
|  | Transport / Carriage | 5% of materials |  |  |  | 10.4366 | Adjust for haul distance
|  | Small Tools, Water & Sundries | 2.5% of labour + plant |  |  |  | 0.4347 | Traditional allowance
|  | PRIME COST |  |  |  |  | 236.9919
|  | Contractor Overheads | 10% |  |  |  | 23.6992 | Editable allowance
|  | Contractor Profit | 10% |  |  |  | 26.0691 | Editable allowance
|  | RATE PER BOQ UNIT | item |  |  |  | 286.7602 | Excluding VAT
Note | Quantities are standard estimating constants and must be adjusted for specification, method, location and supplier quotations.
DETAILED RATE ANALYSIS — EAST AFRICAN QS FORMAT
Module / Ref | MODULE 6 | 49.07 | [5 empty] | MODULE 6¦49.07
BOQ Item | Provide operation and maintenance manuals and health-and-safety file information
Unit | item | Pricing basis | Nairobi, Kenya — Sep 2026 | Currency | USD | VAT | Excluded
No. | Code | Resource Description | Category | Qty / BOQ Unit | Resource Unit | Rate (USD) | Amount (USD) | Remarks
1 | MAT-132 | Equipment rack/cabinet with PDU | Material | 0.25 | nr | 955.1777 | 238.7944 | Discipline-specific East African resource allowance
2 | MAT-135 | Copper/fibre patch lead | Material | 2 | nr | 12.1716 | 24.3431 | Discipline-specific East African resource allowance
3 | LAB-019 | ELV/ICT/security technician | Labour | 2 | hr | 2.7048 | 5.4096 | Discipline-specific East African resource allowance
4 | LAB-002 | General labourer | Labour | 0.5 | hr | 0.7728 | 0.3864 | Discipline-specific East African resource allowance
5 | PLT-018 | Electrical/ICT test instruments | Plant & Tools | 0.05 | day | 38.6399 | 1.932 | Discipline-specific East African resource allowance
6 | SUB-012 | CCTV installation and commissioning | Subcontractor | 0.005 | item | 1931.9938 | 9.66 | Discipline provisional allowance — verify quotation
|  | Materials Total |  |  |  |  | 263.1376
|  | Labour Total |  |  |  |  | 5.796
|  | Plant & Subcontract Total |  |  |  |  | 11.592
|  | Direct Resource Cost |  |  |  |  | 280.5255
|  | Transport / Carriage | 5% of materials |  |  |  | 13.1569 | Adjust for haul distance
|  | Small Tools, Water & Sundries | 2.5% of labour + plant |  |  |  | 0.4347 | Traditional allowance
|  | PRIME COST |  |  |  |  | 294.1171
|  | Contractor Overheads | 10% |  |  |  | 29.4117 | Editable allowance
|  | Contractor Profit | 10% |  |  |  | 32.3529 | Editable allowance
|  | RATE PER BOQ UNIT | item |  |  |  | 355.8817 | Excluding VAT
Note | Quantities are standard estimating constants and must be adjusted for specification, method, location and supplier quotations.
DETAILED RATE ANALYSIS — EAST AFRICAN QS FORMAT
Module / Ref | MODULE 6 | 49.08 | [5 empty] | MODULE 6¦49.08
BOQ Item | Provide operator and administrator training on installed system
Unit | item | Pricing basis | Nairobi, Kenya — Sep 2026 | Currency | USD | VAT | Excluded
No. | Code | Resource Description | Category | Qty / BOQ Unit | Resource Unit | Rate (USD) | Amount (USD) | Remarks
1 | MAT-132 | Equipment rack/cabinet with PDU | Material | 0.25 | nr | 955.1777 | 238.7944 | Discipline-specific East African resource allowance
2 | MAT-135 | Copper/fibre patch lead | Material | 2 | nr | 12.1716 | 24.3431 | Discipline-specific East African resource allowance
3 | LAB-019 | ELV/ICT/security technician | Labour | 2 | hr | 2.7048 | 5.4096 | Discipline-specific East African resource allowance
4 | LAB-002 | General labourer | Labour | 0.5 | hr | 0.7728 | 0.3864 | Discipline-specific East African resource allowance
5 | PLT-018 | Electrical/ICT test instruments | Plant & Tools | 0.05 | day | 38.6399 | 1.932 | Discipline-specific East African resource allowance
6 | SUB-012 | CCTV installation and commissioning | Subcontractor | 0.005 | item | 1931.9938 | 9.66 | Discipline provisional allowance — verify quotation
|  | Materials Total |  |  |  |  | 263.1376
|  | Labour Total |  |  |  |  | 5.796
|  | Plant & Subcontract Total |  |  |  |  | 11.592
|  | Direct Resource Cost |  |  |  |  | 280.5255
|  | Transport / Carriage | 5% of materials |  |  |  | 13.1569 | Adjust for haul distance
|  | Small Tools, Water & Sundries | 2.5% of labour + plant |  |  |  | 0.4347 | Traditional allowance
|  | PRIME COST |  |  |  |  | 294.1171
|  | Contractor Overheads | 10% |  |  |  | 29.4117 | Editable allowance
|  | Contractor Profit | 10% |  |  |  | 32.3529 | Editable allowance
|  | RATE PER BOQ UNIT | item |  |  |  | 355.8817 | Excluding VAT
Note | Quantities are standard estimating constants and must be adjusted for specification, method, location and supplier quotations.
DETAILED RATE ANALYSIS — EAST AFRICAN QS FORMAT
Module / Ref | MODULE 7 | 50.01 | [5 empty] | MODULE 7¦50.01
BOQ Item | Supply and install addressable fire-alarm control and indicating panel, including batteries
Unit | nr | Pricing basis | Nairobi, Kenya — Sep 2026 | Currency | USD | VAT | Excluded
No. | Code | Resource Description | Category | Qty / BOQ Unit | Resource Unit | Rate (USD) | Amount (USD) | Remarks
1 | MAT-075 | Fire-alarm control panel | Material | 1 | nr | 2758.8872 | 2758.8872 | East African productivity / consumption constant
2 | MAT-057 | Fire-rated cable | Material | 10 | m | 2.4343 | 24.3431 | East African productivity / consumption constant
3 | LAB-018 | Fire-systems technician | Labour | 16 | hr | 2.7048 | 43.2767 | East African productivity / consumption constant
4 | LAB-002 | General labourer | Labour | 4 | hr | 0.7728 | 3.0912 | East African productivity / consumption constant
5 | PLT-018 | Electrical/ICT test instruments | Plant & Tools | 0.25 | day | 38.6399 | 9.66 | East African productivity / consumption constant
6 | SUB-007 | Fire protection installation | Subcontractor | 0.05 | item | 3477.5889 | 173.8794 | Verify supplier/subcontract quotation
|  | Materials Total |  |  |  |  | 2783.2303
|  | Labour Total |  |  |  |  | 46.3679
|  | Plant & Subcontract Total |  |  |  |  | 183.5394
|  | Direct Resource Cost |  |  |  |  | 3013.1376
|  | Transport / Carriage | 5% of materials |  |  |  | 139.1615 | Adjust for haul distance
|  | Small Tools, Water & Sundries | 2.5% of labour + plant |  |  |  | 5.7477 | Traditional allowance
|  | PRIME COST |  |  |  |  | 3158.0468
|  | Contractor Overheads | 10% |  |  |  | 315.8047 | Editable allowance
|  | Contractor Profit | 10% |  |  |  | 347.3851 | Editable allowance
|  | RATE PER BOQ UNIT | nr |  |  |  | 3821.2366 | Excluding VAT
Note | Quantities are standard estimating constants and must be adjusted for specification, method, location and supplier quotations.
DETAILED RATE ANALYSIS — EAST AFRICAN QS FORMAT
Module / Ref | MODULE 7 | 50.02 | [5 empty] | MODULE 7¦50.02
BOQ Item | Supply and install repeater or mimic panels and network interfaces
Unit | nr | Pricing basis | Nairobi, Kenya — Sep 2026 | Currency | USD | VAT | Excluded
No. | Code | Resource Description | Category | Qty / BOQ Unit | Resource Unit | Rate (USD) | Amount (USD) | Remarks
1 | MAT-136 | Fire-alarm repeater / mimic panel | Material | 1 | nr | 1182.3802 | 1182.3802 | Specific East African resource constant
2 | MAT-057 | Fire-rated cable | Material | 5 | m | 2.4343 | 12.1716 | Specific East African resource constant
3 | LAB-018 | Fire-systems technician | Labour | 4 | hr | 2.7048 | 10.8192 | Specific East African resource constant
4 | LAB-002 | General labourer | Labour | 1 | hr | 0.7728 | 0.7728 | Specific East African resource constant
5 | PLT-018 | Electrical/ICT test instruments | Plant & Tools | 0.1 | day | 38.6399 | 3.864 | Specific East African resource constant
6 | SUB-007 | Fire protection installation | Subcontractor | 0.01 | item | 3477.5889 | 34.7759 | Verify local quotation / authority charge
|  | Materials Total |  |  |  |  | 1194.5518
|  | Labour Total |  |  |  |  | 11.592
|  | Plant & Subcontract Total |  |  |  |  | 38.6399
|  | Direct Resource Cost |  |  |  |  | 1244.7836
|  | Transport / Carriage | 5% of materials |  |  |  | 59.7276 | Adjust for haul distance
|  | Small Tools, Water & Sundries | 2.5% of labour + plant |  |  |  | 1.2558 | Traditional allowance
|  | PRIME COST |  |  |  |  | 1305.767
|  | Contractor Overheads | 10% |  |  |  | 130.5767 | Editable allowance
|  | Contractor Profit | 10% |  |  |  | 143.6344 | Editable allowance
|  | RATE PER BOQ UNIT | nr |  |  |  | 1579.9781 | Excluding VAT
Note | Quantities are standard estimating constants and must be adjusted for specification, method, location and supplier quotations.
DETAILED RATE ANALYSIS — EAST AFRICAN QS FORMAT
Module / Ref | MODULE 7 | 50.03 | [5 empty] | MODULE 7¦50.03
BOQ Item | Supply and install automatic smoke detectors (optical, multi-sensor)
Unit | nr | Pricing basis | Nairobi, Kenya — Sep 2026 | Currency | USD | VAT | Excluded
No. | Code | Resource Description | Category | Qty / BOQ Unit | Resource Unit | Rate (USD) | Amount (USD) | Remarks
1 | MAT-076 | Fire detector / call point / sounder | Material | 1 | nr | 67.6584 | 67.6584 | East African productivity / consumption constant
2 | MAT-057 | Fire-rated cable | Material | 3 | m | 2.4343 | 7.3029 | East African productivity / consumption constant
3 | LAB-018 | Fire-systems technician | Labour | 1.2 | hr | 2.7048 | 3.2457 | East African productivity / consumption constant
4 | LAB-002 | General labourer | Labour | 0.3 | hr | 0.7728 | 0.23184 | East African productivity / consumption constant
5 | PLT-018 | Electrical/ICT test instruments | Plant & Tools | 0.03 | day | 38.6399 | 1.1592 | East African productivity / consumption constant
6 | SUB-007 | Fire protection installation | Subcontractor | 0.005 | item | 3477.5889 | 17.3879 | Verify supplier/subcontract quotation
|  | Materials Total |  |  |  |  | 74.9614
|  | Labour Total |  |  |  |  | 3.4776
|  | Plant & Subcontract Total |  |  |  |  | 18.5471
|  | Direct Resource Cost |  |  |  |  | 96.9861
|  | Transport / Carriage | 5% of materials |  |  |  | 3.7481 | Adjust for haul distance
|  | Small Tools, Water & Sundries | 2.5% of labour + plant |  |  |  | 0.55062 | Traditional allowance
|  | PRIME COST |  |  |  |  | 101.2848
|  | Contractor Overheads | 10% |  |  |  | 10.1285 | Editable allowance
|  | Contractor Profit | 10% |  |  |  | 11.1413 | Editable allowance
|  | RATE PER BOQ UNIT | nr |  |  |  | 122.5546 | Excluding VAT
Note | Quantities are standard estimating constants and must be adjusted for specification, method, location and supplier quotations.
DETAILED RATE ANALYSIS — EAST AFRICAN QS FORMAT
Module / Ref | MODULE 7 | 50.04 | [5 empty] | MODULE 7¦50.04
BOQ Item | Supply and install automatic heat detectors and rate-of-rise detectors
Unit | nr | Pricing basis | Nairobi, Kenya — Sep 2026 | Currency | USD | VAT | Excluded
No. | Code | Resource Description | Category | Qty / BOQ Unit | Resource Unit | Rate (USD) | Amount (USD) | Remarks
1 | MAT-076 | Fire detector / call point / sounder | Material | 1 | nr | 67.6584 | 67.6584 | East African productivity / consumption constant
2 | MAT-057 | Fire-rated cable | Material | 3 | m | 2.4343 | 7.3029 | East African productivity / consumption constant
3 | LAB-018 | Fire-systems technician | Labour | 1.2 | hr | 2.7048 | 3.2457 | East African productivity / consumption constant
4 | LAB-002 | General labourer | Labour | 0.3 | hr | 0.7728 | 0.23184 | East African productivity / consumption constant
5 | PLT-018 | Electrical/ICT test instruments | Plant & Tools | 0.03 | day | 38.6399 | 1.1592 | East African productivity / consumption constant
6 | SUB-007 | Fire protection installation | Subcontractor | 0.005 | item | 3477.5889 | 17.3879 | Verify supplier/subcontract quotation
|  | Materials Total |  |  |  |  | 74.9614
|  | Labour Total |  |  |  |  | 3.4776
|  | Plant & Subcontract Total |  |  |  |  | 18.5471
|  | Direct Resource Cost |  |  |  |  | 96.9861
|  | Transport / Carriage | 5% of materials |  |  |  | 3.7481 | Adjust for haul distance
|  | Small Tools, Water & Sundries | 2.5% of labour + plant |  |  |  | 0.55062 | Traditional allowance
|  | PRIME COST |  |  |  |  | 101.2848
|  | Contractor Overheads | 10% |  |  |  | 10.1285 | Editable allowance
|  | Contractor Profit | 10% |  |  |  | 11.1413 | Editable allowance
|  | RATE PER BOQ UNIT | nr |  |  |  | 122.5546 | Excluding VAT
Note | Quantities are standard estimating constants and must be adjusted for specification, method, location and supplier quotations.
DETAILED RATE ANALYSIS — EAST AFRICAN QS FORMAT
Module / Ref | MODULE 7 | 50.05 | [5 empty] | MODULE 7¦50.05
BOQ Item | Supply and install aspirating smoke-detection system, including pipework and sampling points
Unit | m | Pricing basis | Nairobi, Kenya — Sep 2026 | Currency | USD | VAT | Excluded
No. | Code | Resource Description | Category | Qty / BOQ Unit | Resource Unit | Rate (USD) | Amount (USD) | Remarks
1 | MAT-021 | PVC pipe, 110mm | Material | 1.05 | m | 3.4486 | 3.621 | East African productivity / consumption constant
2 | MAT-002 | Ancillary fittings, supports, fixings and connection materials | Material | 0.03 | item | 40.5719 | 1.2172 | East African productivity / consumption constant
3 | LAB-011 | Plumber | Labour | 0.35 | hr | 2.3184 | 0.81144 | East African productivity / consumption constant
4 | LAB-002 | General labourer | Labour | 0.15 | hr | 0.7728 | 0.11592 | East African productivity / consumption constant
5 | PLT-019 | Pipe threading/fusion equipment | Plant & Tools | 0.03 | day | 61.8238 | 1.8547 | East African productivity / consumption constant
6 | SUB-005 | Mechanical / HVAC installation | Subcontractor | 0 | item | 5795.9815 | 0 | Verify supplier/subcontract quotation
|  | Materials Total |  |  |  |  | 4.8382
|  | Labour Total |  |  |  |  | 0.92736
|  | Plant & Subcontract Total |  |  |  |  | 1.8547
|  | Direct Resource Cost |  |  |  |  | 7.6203
|  | Transport / Carriage | 5% of materials |  |  |  | 0.24191 | Adjust for haul distance
|  | Small Tools, Water & Sundries | 2.5% of labour + plant |  |  |  | 0.069552 | Traditional allowance
|  | PRIME COST |  |  |  |  | 7.9317
|  | Contractor Overheads | 10% |  |  |  | 0.79317 | Editable allowance
|  | Contractor Profit | 10% |  |  |  | 0.87249 | Editable allowance
|  | RATE PER BOQ UNIT | m |  |  |  | 9.5974 | Excluding VAT
Note | Quantities are standard estimating constants and must be adjusted for specification, method, location and supplier quotations.
DETAILED RATE ANALYSIS — EAST AFRICAN QS FORMAT
Module / Ref | MODULE 7 | 50.06 | [5 empty] | MODULE 7¦50.06
BOQ Item | Supply and install beam detectors and flame detectors
Unit | nr | Pricing basis | Nairobi, Kenya — Sep 2026 | Currency | USD | VAT | Excluded
No. | Code | Resource Description | Category | Qty / BOQ Unit | Resource Unit | Rate (USD) | Amount (USD) | Remarks
1 | MAT-076 | Fire detector / call point / sounder | Material | 1 | nr | 67.6584 | 67.6584 | East African productivity / consumption constant
2 | MAT-057 | Fire-rated cable | Material | 3 | m | 2.4343 | 7.3029 | East African productivity / consumption constant
3 | LAB-018 | Fire-systems technician | Labour | 1.2 | hr | 2.7048 | 3.2457 | East African productivity / consumption constant
4 | LAB-002 | General labourer | Labour | 0.3 | hr | 0.7728 | 0.23184 | East African productivity / consumption constant
5 | PLT-018 | Electrical/ICT test instruments | Plant & Tools | 0.03 | day | 38.6399 | 1.1592 | East African productivity / consumption constant
6 | SUB-007 | Fire protection installation | Subcontractor | 0.005 | item | 3477.5889 | 17.3879 | Verify supplier/subcontract quotation
|  | Materials Total |  |  |  |  | 74.9614
|  | Labour Total |  |  |  |  | 3.4776
|  | Plant & Subcontract Total |  |  |  |  | 18.5471
|  | Direct Resource Cost |  |  |  |  | 96.9861
|  | Transport / Carriage | 5% of materials |  |  |  | 3.7481 | Adjust for haul distance
|  | Small Tools, Water & Sundries | 2.5% of labour + plant |  |  |  | 0.55062 | Traditional allowance
|  | PRIME COST |  |  |  |  | 101.2848
|  | Contractor Overheads | 10% |  |  |  | 10.1285 | Editable allowance
|  | Contractor Profit | 10% |  |  |  | 11.1413 | Editable allowance
|  | RATE PER BOQ UNIT | nr |  |  |  | 122.5546 | Excluding VAT
Note | Quantities are standard estimating constants and must be adjusted for specification, method, location and supplier quotations.
DETAILED RATE ANALYSIS — EAST AFRICAN QS FORMAT
Module / Ref | MODULE 7 | 50.07 | [5 empty] | MODULE 7¦50.07
BOQ Item | Supply and install manual call points and interface/monitor modules
Unit | nr | Pricing basis | Nairobi, Kenya — Sep 2026 | Currency | USD | VAT | Excluded
No. | Code | Resource Description | Category | Qty / BOQ Unit | Resource Unit | Rate (USD) | Amount (USD) | Remarks
1 | MAT-076 | Fire detector / call point / sounder | Material | 1 | nr | 67.6584 | 67.6584 | East African productivity / consumption constant
2 | MAT-057 | Fire-rated cable | Material | 3 | m | 2.4343 | 7.3029 | East African productivity / consumption constant
3 | LAB-018 | Fire-systems technician | Labour | 1.2 | hr | 2.7048 | 3.2457 | East African productivity / consumption constant
4 | LAB-002 | General labourer | Labour | 0.3 | hr | 0.7728 | 0.23184 | East African productivity / consumption constant
5 | PLT-018 | Electrical/ICT test instruments | Plant & Tools | 0.03 | day | 38.6399 | 1.1592 | East African productivity / consumption constant
6 | SUB-007 | Fire protection installation | Subcontractor | 0.005 | item | 3477.5889 | 17.3879 | Verify supplier/subcontract quotation
|  | Materials Total |  |  |  |  | 74.9614
|  | Labour Total |  |  |  |  | 3.4776
|  | Plant & Subcontract Total |  |  |  |  | 18.5471
|  | Direct Resource Cost |  |  |  |  | 96.9861
|  | Transport / Carriage | 5% of materials |  |  |  | 3.7481 | Adjust for haul distance
|  | Small Tools, Water & Sundries | 2.5% of labour + plant |  |  |  | 0.55062 | Traditional allowance
|  | PRIME COST |  |  |  |  | 101.2848
|  | Contractor Overheads | 10% |  |  |  | 10.1285 | Editable allowance
|  | Contractor Profit | 10% |  |  |  | 11.1413 | Editable allowance
|  | RATE PER BOQ UNIT | nr |  |  |  | 122.5546 | Excluding VAT
Note | Quantities are standard estimating constants and must be adjusted for specification, method, location and supplier quotations.
DETAILED RATE ANALYSIS — EAST AFRICAN QS FORMAT
Module / Ref | MODULE 7 | 50.08 | [5 empty] | MODULE 7¦50.08
BOQ Item | Supply and install fire-alarm sounders, beacons and combined sounder-beacons
Unit | nr | Pricing basis | Nairobi, Kenya — Sep 2026 | Currency | USD | VAT | Excluded
No. | Code | Resource Description | Category | Qty / BOQ Unit | Resource Unit | Rate (USD) | Amount (USD) | Remarks
1 | MAT-076 | Fire detector / call point / sounder | Material | 1 | nr | 67.6584 | 67.6584 | East African productivity / consumption constant
2 | MAT-057 | Fire-rated cable | Material | 3 | m | 2.4343 | 7.3029 | East African productivity / consumption constant
3 | LAB-018 | Fire-systems technician | Labour | 1.2 | hr | 2.7048 | 3.2457 | East African productivity / consumption constant
4 | LAB-002 | General labourer | Labour | 0.3 | hr | 0.7728 | 0.23184 | East African productivity / consumption constant
5 | PLT-018 | Electrical/ICT test instruments | Plant & Tools | 0.03 | day | 38.6399 | 1.1592 | East African productivity / consumption constant
6 | SUB-007 | Fire protection installation | Subcontractor | 0.005 | item | 3477.5889 | 17.3879 | Verify supplier/subcontract quotation
|  | Materials Total |  |  |  |  | 74.9614
|  | Labour Total |  |  |  |  | 3.4776
|  | Plant & Subcontract Total |  |  |  |  | 18.5471
|  | Direct Resource Cost |  |  |  |  | 96.9861
|  | Transport / Carriage | 5% of materials |  |  |  | 3.7481 | Adjust for haul distance
|  | Small Tools, Water & Sundries | 2.5% of labour + plant |  |  |  | 0.55062 | Traditional allowance
|  | PRIME COST |  |  |  |  | 101.2848
|  | Contractor Overheads | 10% |  |  |  | 10.1285 | Editable allowance
|  | Contractor Profit | 10% |  |  |  | 11.1413 | Editable allowance
|  | RATE PER BOQ UNIT | nr |  |  |  | 122.5546 | Excluding VAT
Note | Quantities are standard estimating constants and must be adjusted for specification, method, location and supplier quotations.
DETAILED RATE ANALYSIS — EAST AFRICAN QS FORMAT
Module / Ref | MODULE 7 | 50.09 | [5 empty] | MODULE 7¦50.09
BOQ Item | Supply and install input/output modules, relays and plant-interface units
Unit | nr | Pricing basis | Nairobi, Kenya — Sep 2026 | Currency | USD | VAT | Excluded
No. | Code | Resource Description | Category | Qty / BOQ Unit | Resource Unit | Rate (USD) | Amount (USD) | Remarks
1 | MAT-137 | Fire-alarm I/O module / relay | Material | 1 | nr | 95.5178 | 95.5178 | Specific East African resource constant
2 | MAT-057 | Fire-rated cable | Material | 2 | m | 2.4343 | 4.8686 | Specific East African resource constant
3 | LAB-018 | Fire-systems technician | Labour | 1 | hr | 2.7048 | 2.7048 | Specific East African resource constant
4 | LAB-002 | General labourer | Labour | 0.2 | hr | 0.7728 | 0.15456 | Specific East African resource constant
5 | PLT-018 | Electrical/ICT test instruments | Plant & Tools | 0.02 | day | 38.6399 | 0.7728 | Specific East African resource constant
6 | SUB-007 | Fire protection installation | Subcontractor | 0.002 | item | 3477.5889 | 6.9552 | Verify local quotation / authority charge
|  | Materials Total |  |  |  |  | 100.3864
|  | Labour Total |  |  |  |  | 2.8594
|  | Plant & Subcontract Total |  |  |  |  | 7.728
|  | Direct Resource Cost |  |  |  |  | 110.9737
|  | Transport / Carriage | 5% of materials |  |  |  | 5.0193 | Adjust for haul distance
|  | Small Tools, Water & Sundries | 2.5% of labour + plant |  |  |  | 0.26468 | Traditional allowance
|  | PRIME COST |  |  |  |  | 116.2577
|  | Contractor Overheads | 10% |  |  |  | 11.6258 | Editable allowance
|  | Contractor Profit | 10% |  |  |  | 12.7884 | Editable allowance
|  | RATE PER BOQ UNIT | nr |  |  |  | 140.6719 | Excluding VAT
Note | Quantities are standard estimating constants and must be adjusted for specification, method, location and supplier quotations.
DETAILED RATE ANALYSIS — EAST AFRICAN QS FORMAT
Module / Ref | MODULE 7 | 50.1 | [5 empty] | MODULE 7¦50.1
BOQ Item | Supply and install fire-rated detection and alarm cabling, including containment
Unit | m | Pricing basis | Nairobi, Kenya — Sep 2026 | Currency | USD | VAT | Excluded
No. | Code | Resource Description | Category | Qty / BOQ Unit | Resource Unit | Rate (USD) | Amount (USD) | Remarks
1 | MAT-057 | Fire-rated cable | Material | 1.05 | m | 2.4343 | 2.556 | East African productivity / consumption constant
2 | MAT-054 | PVC/galvanised conduit complete | Material | 0.25 | m | 2.0286 | 0.50715 | East African productivity / consumption constant
3 | LAB-010 | Electrician | Labour | 0.15 | hr | 2.5116 | 0.37674 | East African productivity / consumption constant
4 | LAB-002 | General labourer | Labour | 0.08 | hr | 0.7728 | 0.061824 | East African productivity / consumption constant
5 | PLT-018 | Electrical/ICT test instruments | Plant & Tools | 0.01 | day | 38.6399 | 0.3864 | East African productivity / consumption constant
6 | SUB-006 | Electrical installation | Subcontractor | 0 | item | 4636.7852 | 0 | Verify supplier/subcontract quotation
|  | Materials Total |  |  |  |  | 3.0632
|  | Labour Total |  |  |  |  | 0.43856
|  | Plant & Subcontract Total |  |  |  |  | 0.3864
|  | Direct Resource Cost |  |  |  |  | 3.8881
|  | Transport / Carriage | 5% of materials |  |  |  | 0.15316 | Adjust for haul distance
|  | Small Tools, Water & Sundries | 2.5% of labour + plant |  |  |  | 0.020624 | Traditional allowance
|  | PRIME COST |  |  |  |  | 4.0619
|  | Contractor Overheads | 10% |  |  |  | 0.40619 | Editable allowance
|  | Contractor Profit | 10% |  |  |  | 0.44681 | Editable allowance
|  | RATE PER BOQ UNIT | m |  |  |  | 4.9149 | Excluding VAT
Note | Quantities are standard estimating constants and must be adjusted for specification, method, location and supplier quotations.
DETAILED RATE ANALYSIS — EAST AFRICAN QS FORMAT
Module / Ref | MODULE 7 | 50.11 | [5 empty] | MODULE 7¦50.11
BOQ Item | Supply and install door-holder and door-release devices linked to the alarm
Unit | nr | Pricing basis | Nairobi, Kenya — Sep 2026 | Currency | USD | VAT | Excluded
No. | Code | Resource Description | Category | Qty / BOQ Unit | Resource Unit | Rate (USD) | Amount (USD) | Remarks
1 | MAT-035 | Internal flush door set | Material | 1 | nr | 97.3725 | 97.3725 | East African productivity / consumption constant
2 | MAT-027 | Ironmongery set | Material | 1 | nr | 68.9722 | 68.9722 | East African productivity / consumption constant
3 | LAB-005 | Carpenter / joiner | Labour | 3 | hr | 1.7388 | 5.2164 | East African productivity / consumption constant
4 | LAB-002 | General labourer | Labour | 1 | hr | 0.7728 | 0.7728 | East African productivity / consumption constant
5 | PLT-016 | Small tools & consumables (allowance) | Plant & Tools | 0.2 | hr | 0.5796 | 0.11592 | East African productivity / consumption constant
6 | SUB-017 | Specialist joinery installation | Subcontractor | 0.01 | item | 1391.0355 | 13.9104 | Verify supplier/subcontract quotation
|  | Materials Total |  |  |  |  | 166.3447
|  | Labour Total |  |  |  |  | 5.9892
|  | Plant & Subcontract Total |  |  |  |  | 14.0263
|  | Direct Resource Cost |  |  |  |  | 186.3601
|  | Transport / Carriage | 5% of materials |  |  |  | 8.3172 | Adjust for haul distance
|  | Small Tools, Water & Sundries | 2.5% of labour + plant |  |  |  | 0.50039 | Traditional allowance
|  | PRIME COST |  |  |  |  | 195.1777
|  | Contractor Overheads | 10% |  |  |  | 19.5178 | Editable allowance
|  | Contractor Profit | 10% |  |  |  | 21.4696 | Editable allowance
|  | RATE PER BOQ UNIT | nr |  |  |  | 236.1651 | Excluding VAT
Note | Quantities are standard estimating constants and must be adjusted for specification, method, location and supplier quotations.
DETAILED RATE ANALYSIS — EAST AFRICAN QS FORMAT
Module / Ref | MODULE 7 | 50.12 | [5 empty] | MODULE 7¦50.12
BOQ Item | Programme cause-and-effect matrix and system configuration
Unit | nr | Pricing basis | Nairobi, Kenya — Sep 2026 | Currency | USD | VAT | Excluded
No. | Code | Resource Description | Category | Qty / BOQ Unit | Resource Unit | Rate (USD) | Amount (USD) | Remarks
1 | MAT-002 | Ancillary fittings, supports, fixings and connection materials | Material | 0 | item | 40.5719 | 0 | Specific East African resource constant
2 | MAT-113 | Survey monitoring instrument/target | Material | 0.1 | nr | 119.3972 | 11.9397 | Specific East African resource constant
3 | LAB-018 | Fire-systems technician | Labour | 4 | hr | 2.7048 | 10.8192 | Specific East African resource constant
4 | LAB-019 | ELV/ICT/security technician | Labour | 4 | hr | 2.7048 | 10.8192 | Specific East African resource constant
5 | PLT-018 | Electrical/ICT test instruments | Plant & Tools | 0.25 | day | 38.6399 | 9.66 | Specific East African resource constant
6 | SUB-009 | Testing & commissioning | Subcontractor | 0.03 | item | 579.5981 | 17.3879 | Verify local quotation / authority charge
|  | Materials Total |  |  |  |  | 11.9397
|  | Labour Total |  |  |  |  | 21.6383
|  | Plant & Subcontract Total |  |  |  |  | 27.0479
|  | Direct Resource Cost |  |  |  |  | 60.626
|  | Transport / Carriage | 5% of materials |  |  |  | 0.59699 | Adjust for haul distance
|  | Small Tools, Water & Sundries | 2.5% of labour + plant |  |  |  | 1.2172 | Traditional allowance
|  | PRIME COST |  |  |  |  | 62.4401
|  | Contractor Overheads | 10% |  |  |  | 6.244 | Editable allowance
|  | Contractor Profit | 10% |  |  |  | 6.8684 | Editable allowance
|  | RATE PER BOQ UNIT | nr |  |  |  | 75.5525 | Excluding VAT
Note | Quantities are standard estimating constants and must be adjusted for specification, method, location and supplier quotations.
DETAILED RATE ANALYSIS — EAST AFRICAN QS FORMAT
Module / Ref | MODULE 7 | 51.01 | [5 empty] | MODULE 7¦51.01
BOQ Item | Supply and install voice-alarm control equipment and amplifiers, including battery backup
Unit | nr | Pricing basis | Nairobi, Kenya — Sep 2026 | Currency | USD | VAT | Excluded
No. | Code | Resource Description | Category | Qty / BOQ Unit | Resource Unit | Rate (USD) | Amount (USD) | Remarks
1 | MAT-085 | Amplifier / AV rack equipment | Material | 1 | nr | 1970.6337 | 1970.6337 | East African productivity / consumption constant
2 | MAT-055 | Cat6/Cat6A data cable | Material | 10 | m | 0.97372 | 9.7372 | East African productivity / consumption constant
3 | LAB-019 | ELV/ICT/security technician | Labour | 8 | hr | 2.7048 | 21.6383 | East African productivity / consumption constant
4 | LAB-002 | General labourer | Labour | 2 | hr | 0.7728 | 1.5456 | East African productivity / consumption constant
5 | PLT-018 | Electrical/ICT test instruments | Plant & Tools | 0.15 | day | 38.6399 | 5.796 | East African productivity / consumption constant
6 | SUB-015 | AV/PA installation and commissioning | Subcontractor | 0.03 | item | 3091.1901 | 92.7357 | Verify supplier/subcontract quotation
|  | Materials Total |  |  |  |  | 1980.3709
|  | Labour Total |  |  |  |  | 23.1839
|  | Plant & Subcontract Total |  |  |  |  | 98.5317
|  | Direct Resource Cost |  |  |  |  | 2102.0866
|  | Transport / Carriage | 5% of materials |  |  |  | 99.0185 | Adjust for haul distance
|  | Small Tools, Water & Sundries | 2.5% of labour + plant |  |  |  | 3.0429 | Traditional allowance
|  | PRIME COST |  |  |  |  | 2204.148
|  | Contractor Overheads | 10% |  |  |  | 220.4148 | Editable allowance
|  | Contractor Profit | 10% |  |  |  | 242.4563 | Editable allowance
|  | RATE PER BOQ UNIT | nr |  |  |  | 2667.0191 | Excluding VAT
Note | Quantities are standard estimating constants and must be adjusted for specification, method, location and supplier quotations.
DETAILED RATE ANALYSIS — EAST AFRICAN QS FORMAT
Module / Ref | MODULE 7 | 51.02 | [5 empty] | MODULE 7¦51.02
BOQ Item | Supply and install loudspeakers and speaker circuits, including fire-rated cabling
Unit | nr | Pricing basis | Nairobi, Kenya — Sep 2026 | Currency | USD | VAT | Excluded
No. | Code | Resource Description | Category | Qty / BOQ Unit | Resource Unit | Rate (USD) | Amount (USD) | Remarks
1 | MAT-084 | Loudspeaker / AV endpoint | Material | 1 | nr | 143.2767 | 143.2767 | East African productivity / consumption constant
2 | MAT-057 | Fire-rated cable | Material | 5 | m | 2.4343 | 12.1716 | East African productivity / consumption constant
3 | LAB-019 | ELV/ICT/security technician | Labour | 1.5 | hr | 2.7048 | 4.0572 | East African productivity / consumption constant
4 | LAB-002 | General labourer | Labour | 0.3 | hr | 0.7728 | 0.23184 | East African productivity / consumption constant
5 | PLT-018 | Electrical/ICT test instruments | Plant & Tools | 0.03 | day | 38.6399 | 1.1592 | East African productivity / consumption constant
6 | SUB-015 | AV/PA installation and commissioning | Subcontractor | 0.005 | item | 3091.1901 | 15.456 | Verify supplier/subcontract quotation
|  | Materials Total |  |  |  |  | 155.4482
|  | Labour Total |  |  |  |  | 4.289
|  | Plant & Subcontract Total |  |  |  |  | 16.6151
|  | Direct Resource Cost |  |  |  |  | 176.3524
|  | Transport / Carriage | 5% of materials |  |  |  | 7.7724 | Adjust for haul distance
|  | Small Tools, Water & Sundries | 2.5% of labour + plant |  |  |  | 0.5226 | Traditional allowance
|  | PRIME COST |  |  |  |  | 184.6474
|  | Contractor Overheads | 10% |  |  |  | 18.4647 | Editable allowance
|  | Contractor Profit | 10% |  |  |  | 20.3112 | Editable allowance
|  | RATE PER BOQ UNIT | nr |  |  |  | 223.4234 | Excluding VAT
Note | Quantities are standard estimating constants and must be adjusted for specification, method, location and supplier quotations.
DETAILED RATE ANALYSIS — EAST AFRICAN QS FORMAT
Module / Ref | MODULE 7 | 51.03 | [5 empty] | MODULE 7¦51.03
BOQ Item | Supply and install emergency-microphone and paging stations
Unit | nr | Pricing basis | Nairobi, Kenya — Sep 2026 | Currency | USD | VAT | Excluded
No. | Code | Resource Description | Category | Qty / BOQ Unit | Resource Unit | Rate (USD) | Amount (USD) | Remarks
1 | MAT-138 | Emergency microphone / paging station | Material | 1 | nr | 676.5842 | 676.5842 | Specific East African resource constant
2 | MAT-057 | Fire-rated cable | Material | 5 | m | 2.4343 | 12.1716 | Specific East African resource constant
3 | LAB-018 | Fire-systems technician | Labour | 2 | hr | 2.7048 | 5.4096 | Specific East African resource constant
4 | LAB-002 | General labourer | Labour | 0.5 | hr | 0.7728 | 0.3864 | Specific East African resource constant
5 | PLT-018 | Electrical/ICT test instruments | Plant & Tools | 0.05 | day | 38.6399 | 1.932 | Specific East African resource constant
6 | SUB-007 | Fire protection installation | Subcontractor | 0.005 | item | 3477.5889 | 17.3879 | Verify local quotation / authority charge
|  | Materials Total |  |  |  |  | 688.7558
|  | Labour Total |  |  |  |  | 5.796
|  | Plant & Subcontract Total |  |  |  |  | 19.3199
|  | Direct Resource Cost |  |  |  |  | 713.8717
|  | Transport / Carriage | 5% of materials |  |  |  | 34.4378 | Adjust for haul distance
|  | Small Tools, Water & Sundries | 2.5% of labour + plant |  |  |  | 0.6279 | Traditional allowance
|  | PRIME COST |  |  |  |  | 748.9374
|  | Contractor Overheads | 10% |  |  |  | 74.8937 | Editable allowance
|  | Contractor Profit | 10% |  |  |  | 82.3831 | Editable allowance
|  | RATE PER BOQ UNIT | nr |  |  |  | 906.2143 | Excluding VAT
Note | Quantities are standard estimating constants and must be adjusted for specification, method, location and supplier quotations.
DETAILED RATE ANALYSIS — EAST AFRICAN QS FORMAT
Module / Ref | MODULE 7 | 51.04 | [5 empty] | MODULE 7¦51.04
BOQ Item | Supply and install disabled-refuge communication system and outstations
Unit | nr | Pricing basis | Nairobi, Kenya — Sep 2026 | Currency | USD | VAT | Excluded
No. | Code | Resource Description | Category | Qty / BOQ Unit | Resource Unit | Rate (USD) | Amount (USD) | Remarks
1 | MAT-082 | Intercom / refuge outstation | Material | 1 | nr | 238.7944 | 238.7944 | East African productivity / consumption constant
2 | MAT-055 | Cat6/Cat6A data cable | Material | 5 | m | 0.97372 | 4.8686 | East African productivity / consumption constant
3 | LAB-019 | ELV/ICT/security technician | Labour | 2 | hr | 2.7048 | 5.4096 | East African productivity / consumption constant
4 | LAB-002 | General labourer | Labour | 0.5 | hr | 0.7728 | 0.3864 | East African productivity / consumption constant
5 | PLT-018 | Electrical/ICT test instruments | Plant & Tools | 0.05 | day | 38.6399 | 1.932 | East African productivity / consumption constant
6 | SUB-013 | Access-control installation and commissioning | Subcontractor | 0.005 | item | 1931.9938 | 9.66 | Verify supplier/subcontract quotation
|  | Materials Total |  |  |  |  | 243.6631
|  | Labour Total |  |  |  |  | 5.796
|  | Plant & Subcontract Total |  |  |  |  | 11.592
|  | Direct Resource Cost |  |  |  |  | 261.051
|  | Transport / Carriage | 5% of materials |  |  |  | 12.1832 | Adjust for haul distance
|  | Small Tools, Water & Sundries | 2.5% of labour + plant |  |  |  | 0.4347 | Traditional allowance
|  | PRIME COST |  |  |  |  | 273.6689
|  | Contractor Overheads | 10% |  |  |  | 27.3669 | Editable allowance
|  | Contractor Profit | 10% |  |  |  | 30.1036 | Editable allowance
|  | RATE PER BOQ UNIT | nr |  |  |  | 331.1393 | Excluding VAT
Note | Quantities are standard estimating constants and must be adjusted for specification, method, location and supplier quotations.
DETAILED RATE ANALYSIS — EAST AFRICAN QS FORMAT
Module / Ref | MODULE 7 | 51.05 | [5 empty] | MODULE 7¦51.05
BOQ Item | Supply and install fire-telephone system and jack points
Unit | nr | Pricing basis | Nairobi, Kenya — Sep 2026 | Currency | USD | VAT | Excluded
No. | Code | Resource Description | Category | Qty / BOQ Unit | Resource Unit | Rate (USD) | Amount (USD) | Remarks
1 | MAT-139 | Fire telephone / jack point | Material | 1 | nr | 278.5935 | 278.5935 | Specific East African resource constant
2 | MAT-057 | Fire-rated cable | Material | 3 | m | 2.4343 | 7.3029 | Specific East African resource constant
3 | LAB-018 | Fire-systems technician | Labour | 1.5 | hr | 2.7048 | 4.0572 | Specific East African resource constant
4 | LAB-002 | General labourer | Labour | 0.3 | hr | 0.7728 | 0.23184 | Specific East African resource constant
5 | PLT-018 | Electrical/ICT test instruments | Plant & Tools | 0.03 | day | 38.6399 | 1.1592 | Specific East African resource constant
6 | SUB-007 | Fire protection installation | Subcontractor | 0.003 | item | 3477.5889 | 10.4328 | Verify local quotation / authority charge
|  | Materials Total |  |  |  |  | 285.8964
|  | Labour Total |  |  |  |  | 4.289
|  | Plant & Subcontract Total |  |  |  |  | 11.592
|  | Direct Resource Cost |  |  |  |  | 301.7774
|  | Transport / Carriage | 5% of materials |  |  |  | 14.2948 | Adjust for haul distance
|  | Small Tools, Water & Sundries | 2.5% of labour + plant |  |  |  | 0.39702 | Traditional allowance
|  | PRIME COST |  |  |  |  | 316.4693
|  | Contractor Overheads | 10% |  |  |  | 31.6469 | Editable allowance
|  | Contractor Profit | 10% |  |  |  | 34.8116 | Editable allowance
|  | RATE PER BOQ UNIT | nr |  |  |  | 382.9278 | Excluding VAT
Note | Quantities are standard estimating constants and must be adjusted for specification, method, location and supplier quotations.
DETAILED RATE ANALYSIS — EAST AFRICAN QS FORMAT
Module / Ref | MODULE 7 | 51.06 | [5 empty] | MODULE 7¦51.06
BOQ Item | Supply and install assistance and accessible-WC alarm systems
Unit | nr | Pricing basis | Nairobi, Kenya — Sep 2026 | Currency | USD | VAT | Excluded
No. | Code | Resource Description | Category | Qty / BOQ Unit | Resource Unit | Rate (USD) | Amount (USD) | Remarks
1 | MAT-026 | WC suite (sanitaryware) | Material | 1 | nr | 202.8594 | 202.8594 | East African productivity / consumption constant
2 | MAT-073 | Valve / control valve | Material | 1 | nr | 95.5178 | 95.5178 | East African productivity / consumption constant
3 | LAB-011 | Plumber | Labour | 3 | hr | 2.3184 | 6.9552 | East African productivity / consumption constant
4 | LAB-002 | General labourer | Labour | 1 | hr | 0.7728 | 0.7728 | East African productivity / consumption constant
5 | PLT-019 | Pipe threading/fusion equipment | Plant & Tools | 0.03 | day | 61.8238 | 1.8547 | East African productivity / consumption constant
6 | SUB-005 | Mechanical / HVAC installation | Subcontractor | 0.01 | item | 5795.9815 | 57.9598 | Verify supplier/subcontract quotation
|  | Materials Total |  |  |  |  | 298.3771
|  | Labour Total |  |  |  |  | 7.728
|  | Plant & Subcontract Total |  |  |  |  | 59.8145
|  | Direct Resource Cost |  |  |  |  | 365.9196
|  | Transport / Carriage | 5% of materials |  |  |  | 14.9189 | Adjust for haul distance
|  | Small Tools, Water & Sundries | 2.5% of labour + plant |  |  |  | 1.6886 | Traditional allowance
|  | PRIME COST |  |  |  |  | 382.527
|  | Contractor Overheads | 10% |  |  |  | 38.2527 | Editable allowance
|  | Contractor Profit | 10% |  |  |  | 42.078 | Editable allowance
|  | RATE PER BOQ UNIT | nr |  |  |  | 462.8577 | Excluding VAT
Note | Quantities are standard estimating constants and must be adjusted for specification, method, location and supplier quotations.
DETAILED RATE ANALYSIS — EAST AFRICAN QS FORMAT
Module / Ref | MODULE 7 | 51.07 | [5 empty] | MODULE 7¦51.07
BOQ Item | Programme messages, zoning and cause-and-effect for voice alarm
Unit | nr | Pricing basis | Nairobi, Kenya — Sep 2026 | Currency | USD | VAT | Excluded
No. | Code | Resource Description | Category | Qty / BOQ Unit | Resource Unit | Rate (USD) | Amount (USD) | Remarks
1 | MAT-002 | Ancillary fittings, supports, fixings and connection materials | Material | 0 | item | 40.5719 | 0 | Specific East African resource constant
2 | MAT-113 | Survey monitoring instrument/target | Material | 0.1 | nr | 119.3972 | 11.9397 | Specific East African resource constant
3 | LAB-018 | Fire-systems technician | Labour | 4 | hr | 2.7048 | 10.8192 | Specific East African resource constant
4 | LAB-019 | ELV/ICT/security technician | Labour | 4 | hr | 2.7048 | 10.8192 | Specific East African resource constant
5 | PLT-018 | Electrical/ICT test instruments | Plant & Tools | 0.25 | day | 38.6399 | 9.66 | Specific East African resource constant
6 | SUB-009 | Testing & commissioning | Subcontractor | 0.03 | item | 579.5981 | 17.3879 | Verify local quotation / authority charge
|  | Materials Total |  |  |  |  | 11.9397
|  | Labour Total |  |  |  |  | 21.6383
|  | Plant & Subcontract Total |  |  |  |  | 27.0479
|  | Direct Resource Cost |  |  |  |  | 60.626
|  | Transport / Carriage | 5% of materials |  |  |  | 0.59699 | Adjust for haul distance
|  | Small Tools, Water & Sundries | 2.5% of labour + plant |  |  |  | 1.2172 | Traditional allowance
|  | PRIME COST |  |  |  |  | 62.4401
|  | Contractor Overheads | 10% |  |  |  | 6.244 | Editable allowance
|  | Contractor Profit | 10% |  |  |  | 6.8684 | Editable allowance
|  | RATE PER BOQ UNIT | nr |  |  |  | 75.5525 | Excluding VAT
Note | Quantities are standard estimating constants and must be adjusted for specification, method, location and supplier quotations.
DETAILED RATE ANALYSIS — EAST AFRICAN QS FORMAT
Module / Ref | MODULE 7 | 52.01 | [5 empty] | MODULE 7¦52.01
BOQ Item | Supply and install sprinkler pump set, jockey pump and controllers
Unit | nr | Pricing basis | Nairobi, Kenya — Sep 2026 | Currency | USD | VAT | Excluded
No. | Code | Resource Description | Category | Qty / BOQ Unit | Resource Unit | Rate (USD) | Amount (USD) | Remarks
1 | MAT-071 | Pump set complete | Material | 1 | nr | 2785.9351 | 2785.9351 | East African productivity / consumption constant
2 | MAT-073 | Valve / control valve | Material | 2 | nr | 95.5178 | 191.0355 | East African productivity / consumption constant
3 | LAB-011 | Plumber | Labour | 8 | hr | 2.3184 | 18.5471 | East African productivity / consumption constant
4 | LAB-002 | General labourer | Labour | 3 | hr | 0.7728 | 2.3184 | East African productivity / consumption constant
5 | PLT-007 | Mobile crane, 25t | Plant & Tools | 0.05 | day | 1062.5966 | 53.1298 | East African productivity / consumption constant
6 | SUB-005 | Mechanical / HVAC installation | Subcontractor | 0.03 | item | 5795.9815 | 173.8794 | Verify supplier/subcontract quotation
|  | Materials Total |  |  |  |  | 2976.9706
|  | Labour Total |  |  |  |  | 20.8655
|  | Plant & Subcontract Total |  |  |  |  | 227.0093
|  | Direct Resource Cost |  |  |  |  | 3224.8454
|  | Transport / Carriage | 5% of materials |  |  |  | 148.8485 | Adjust for haul distance
|  | Small Tools, Water & Sundries | 2.5% of labour + plant |  |  |  | 6.1969 | Traditional allowance
|  | PRIME COST |  |  |  |  | 3379.8908
|  | Contractor Overheads | 10% |  |  |  | 337.9891 | Editable allowance
|  | Contractor Profit | 10% |  |  |  | 371.788 | Editable allowance
|  | RATE PER BOQ UNIT | nr |  |  |  | 4089.6679 | Excluding VAT
Note | Quantities are standard estimating constants and must be adjusted for specification, method, location and supplier quotations.
DETAILED RATE ANALYSIS — EAST AFRICAN QS FORMAT
Module / Ref | MODULE 7 | 52.02 | [5 empty] | MODULE 7¦52.02
BOQ Item | Supply and install sprinkler water-storage tank and connections
Unit | nr | Pricing basis | Nairobi, Kenya — Sep 2026 | Currency | USD | VAT | Excluded
No. | Code | Resource Description | Category | Qty / BOQ Unit | Resource Unit | Rate (USD) | Amount (USD) | Remarks
1 | MAT-072 | Water/storage tank | Material | 1 | nr | 1989.9536 | 1989.9536 | East African productivity / consumption constant
2 | MAT-073 | Valve / control valve | Material | 3 | nr | 95.5178 | 286.5533 | East African productivity / consumption constant
3 | LAB-011 | Plumber | Labour | 8 | hr | 2.3184 | 18.5471 | East African productivity / consumption constant
4 | LAB-002 | General labourer | Labour | 4 | hr | 0.7728 | 3.0912 | East African productivity / consumption constant
5 | PLT-007 | Mobile crane, 25t | Plant & Tools | 0.08 | day | 1062.5966 | 85.0077 | East African productivity / consumption constant
6 | SUB-005 | Mechanical / HVAC installation | Subcontractor | 0.03 | item | 5795.9815 | 173.8794 | Verify supplier/subcontract quotation
|  | Materials Total |  |  |  |  | 2276.507
|  | Labour Total |  |  |  |  | 21.6383
|  | Plant & Subcontract Total |  |  |  |  | 258.8872
|  | Direct Resource Cost |  |  |  |  | 2557.0325
|  | Transport / Carriage | 5% of materials |  |  |  | 113.8253 | Adjust for haul distance
|  | Small Tools, Water & Sundries | 2.5% of labour + plant |  |  |  | 7.0131 | Traditional allowance
|  | PRIME COST |  |  |  |  | 2677.8709
|  | Contractor Overheads | 10% |  |  |  | 267.7871 | Editable allowance
|  | Contractor Profit | 10% |  |  |  | 294.5658 | Editable allowance
|  | RATE PER BOQ UNIT | nr |  |  |  | 3240.2238 | Excluding VAT
Note | Quantities are standard estimating constants and must be adjusted for specification, method, location and supplier quotations.
DETAILED RATE ANALYSIS — EAST AFRICAN QS FORMAT
Module / Ref | MODULE 7 | 52.03 | [5 empty] | MODULE 7¦52.03
BOQ Item | Supply and install sprinkler control valve sets (wet/dry/pre-action), including alarm valves
Unit | nr | Pricing basis | Nairobi, Kenya — Sep 2026 | Currency | USD | VAT | Excluded
No. | Code | Resource Description | Category | Qty / BOQ Unit | Resource Unit | Rate (USD) | Amount (USD) | Remarks
1 | MAT-073 | Valve / control valve | Material | 1 | nr | 95.5178 | 95.5178 | East African productivity / consumption constant
2 | MAT-002 | Ancillary fittings, supports, fixings and connection materials | Material | 0.02 | item | 40.5719 | 0.81144 | East African productivity / consumption constant
3 | LAB-011 | Plumber | Labour | 1.5 | hr | 2.3184 | 3.4776 | East African productivity / consumption constant
4 | LAB-002 | General labourer | Labour | 0.5 | hr | 0.7728 | 0.3864 | East African productivity / consumption constant
5 | PLT-019 | Pipe threading/fusion equipment | Plant & Tools | 0.01 | day | 61.8238 | 0.61824 | East African productivity / consumption constant
6 | SUB-005 | Mechanical / HVAC installation | Subcontractor | 0 | item | 5795.9815 | 0 | Verify supplier/subcontract quotation
|  | Materials Total |  |  |  |  | 96.3292
|  | Labour Total |  |  |  |  | 3.864
|  | Plant & Subcontract Total |  |  |  |  | 0.61824
|  | Direct Resource Cost |  |  |  |  | 100.8114
|  | Transport / Carriage | 5% of materials |  |  |  | 4.8165 | Adjust for haul distance
|  | Small Tools, Water & Sundries | 2.5% of labour + plant |  |  |  | 0.11206 | Traditional allowance
|  | PRIME COST |  |  |  |  | 105.74
|  | Contractor Overheads | 10% |  |  |  | 10.574 | Editable allowance
|  | Contractor Profit | 10% |  |  |  | 11.6314 | Editable allowance
|  | RATE PER BOQ UNIT | nr |  |  |  | 127.9453 | Excluding VAT
Note | Quantities are standard estimating constants and must be adjusted for specification, method, location and supplier quotations.
DETAILED RATE ANALYSIS — EAST AFRICAN QS FORMAT
Module / Ref | MODULE 7 | 52.04 | [5 empty] | MODULE 7¦52.04
BOQ Item | Supply and install sprinkler distribution and range pipework, including fittings and supports
Unit | m | Pricing basis | Nairobi, Kenya — Sep 2026 | Currency | USD | VAT | Excluded
No. | Code | Resource Description | Category | Qty / BOQ Unit | Resource Unit | Rate (USD) | Amount (USD) | Remarks
1 | MAT-021 | PVC pipe, 110mm | Material | 1.05 | m | 3.4486 | 3.621 | East African productivity / consumption constant
2 | MAT-002 | Ancillary fittings, supports, fixings and connection materials | Material | 0.03 | item | 40.5719 | 1.2172 | East African productivity / consumption constant
3 | LAB-011 | Plumber | Labour | 0.35 | hr | 2.3184 | 0.81144 | East African productivity / consumption constant
4 | LAB-002 | General labourer | Labour | 0.15 | hr | 0.7728 | 0.11592 | East African productivity / consumption constant
5 | PLT-019 | Pipe threading/fusion equipment | Plant & Tools | 0.03 | day | 61.8238 | 1.8547 | East African productivity / consumption constant
6 | SUB-005 | Mechanical / HVAC installation | Subcontractor | 0 | item | 5795.9815 | 0 | Verify supplier/subcontract quotation
|  | Materials Total |  |  |  |  | 4.8382
|  | Labour Total |  |  |  |  | 0.92736
|  | Plant & Subcontract Total |  |  |  |  | 1.8547
|  | Direct Resource Cost |  |  |  |  | 7.6203
|  | Transport / Carriage | 5% of materials |  |  |  | 0.24191 | Adjust for haul distance
|  | Small Tools, Water & Sundries | 2.5% of labour + plant |  |  |  | 0.069552 | Traditional allowance
|  | PRIME COST |  |  |  |  | 7.9317
|  | Contractor Overheads | 10% |  |  |  | 0.79317 | Editable allowance
|  | Contractor Profit | 10% |  |  |  | 0.87249 | Editable allowance
|  | RATE PER BOQ UNIT | m |  |  |  | 9.5974 | Excluding VAT
Note | Quantities are standard estimating constants and must be adjusted for specification, method, location and supplier quotations.
DETAILED RATE ANALYSIS — EAST AFRICAN QS FORMAT
Module / Ref | MODULE 7 | 52.05 | [5 empty] | MODULE 7¦52.05
BOQ Item | Supply and install sprinkler heads (pendent, upright, sidewall, concealed)
Unit | nr | Pricing basis | Nairobi, Kenya — Sep 2026 | Currency | USD | VAT | Excluded
No. | Code | Resource Description | Category | Qty / BOQ Unit | Resource Unit | Rate (USD) | Amount (USD) | Remarks
1 | MAT-074 | Sprinkler head | Material | 1 | nr | 14.6059 | 14.6059 | East African productivity / consumption constant
2 | MAT-021 | PVC pipe, 110mm | Material | 0.5 | m | 3.4486 | 1.7243 | East African productivity / consumption constant
3 | LAB-018 | Fire-systems technician | Labour | 0.8 | hr | 2.7048 | 2.1638 | East African productivity / consumption constant
4 | LAB-002 | General labourer | Labour | 0.3 | hr | 0.7728 | 0.23184 | East African productivity / consumption constant
5 | PLT-019 | Pipe threading/fusion equipment | Plant & Tools | 0.01 | day | 61.8238 | 0.61824 | East African productivity / consumption constant
6 | SUB-007 | Fire protection installation | Subcontractor | 0.003 | item | 3477.5889 | 10.4328 | Verify supplier/subcontract quotation
|  | Materials Total |  |  |  |  | 16.3302
|  | Labour Total |  |  |  |  | 2.3957
|  | Plant & Subcontract Total |  |  |  |  | 11.051
|  | Direct Resource Cost |  |  |  |  | 29.7769
|  | Transport / Carriage | 5% of materials |  |  |  | 0.81651 | Adjust for haul distance
|  | Small Tools, Water & Sundries | 2.5% of labour + plant |  |  |  | 0.33617 | Traditional allowance
|  | PRIME COST |  |  |  |  | 30.9295
|  | Contractor Overheads | 10% |  |  |  | 3.093 | Editable allowance
|  | Contractor Profit | 10% |  |  |  | 3.4022 | Editable allowance
|  | RATE PER BOQ UNIT | nr |  |  |  | 37.4247 | Excluding VAT
Note | Quantities are standard estimating constants and must be adjusted for specification, method, location and supplier quotations.
DETAILED RATE ANALYSIS — EAST AFRICAN QS FORMAT
Module / Ref | MODULE 7 | 52.06 | [5 empty] | MODULE 7¦52.06
BOQ Item | Supply and install watermist or deluge suppression system, including nozzles
Unit | nr | Pricing basis | Nairobi, Kenya — Sep 2026 | Currency | USD | VAT | Excluded
No. | Code | Resource Description | Category | Qty / BOQ Unit | Resource Unit | Rate (USD) | Amount (USD) | Remarks
1 | MAT-071 | Pump set complete | Material | 1 | nr | 2785.9351 | 2785.9351 | East African productivity / consumption constant
2 | MAT-073 | Valve / control valve | Material | 3 | nr | 95.5178 | 286.5533 | East African productivity / consumption constant
3 | LAB-018 | Fire-systems technician | Labour | 12 | hr | 2.7048 | 32.4575 | East African productivity / consumption constant
4 | LAB-002 | General labourer | Labour | 4 | hr | 0.7728 | 3.0912 | East African productivity / consumption constant
5 | PLT-019 | Pipe threading/fusion equipment | Plant & Tools | 0.03 | day | 61.8238 | 1.8547 | East African productivity / consumption constant
6 | SUB-007 | Fire protection installation | Subcontractor | 0.05 | item | 3477.5889 | 173.8794 | Verify supplier/subcontract quotation
|  | Materials Total |  |  |  |  | 3072.4884
|  | Labour Total |  |  |  |  | 35.5487
|  | Plant & Subcontract Total |  |  |  |  | 175.7342
|  | Direct Resource Cost |  |  |  |  | 3283.7713
|  | Transport / Carriage | 5% of materials |  |  |  | 153.6244 | Adjust for haul distance
|  | Small Tools, Water & Sundries | 2.5% of labour + plant |  |  |  | 5.2821 | Traditional allowance
|  | PRIME COST |  |  |  |  | 3442.6777
|  | Contractor Overheads | 10% |  |  |  | 344.2678 | Editable allowance
|  | Contractor Profit | 10% |  |  |  | 378.6946 | Editable allowance
|  | RATE PER BOQ UNIT | nr |  |  |  | 4165.6401 | Excluding VAT
Note | Quantities are standard estimating constants and must be adjusted for specification, method, location and supplier quotations.
DETAILED RATE ANALYSIS — EAST AFRICAN QS FORMAT
Module / Ref | MODULE 7 | 52.07 | [5 empty] | MODULE 7¦52.07
BOQ Item | Supply and install flow switches, pressure switches and monitoring devices
Unit | nr | Pricing basis | Nairobi, Kenya — Sep 2026 | Currency | USD | VAT | Excluded
No. | Code | Resource Description | Category | Qty / BOQ Unit | Resource Unit | Rate (USD) | Amount (USD) | Remarks
1 | MAT-059 | Lighting switch | Material | 1 | nr | 4.0572 | 4.0572 | East African productivity / consumption constant
2 | MAT-054 | PVC/galvanised conduit complete | Material | 1 | m | 2.0286 | 2.0286 | East African productivity / consumption constant
3 | LAB-010 | Electrician | Labour | 0.8 | hr | 2.5116 | 2.0093 | East African productivity / consumption constant
4 | LAB-002 | General labourer | Labour | 0.2 | hr | 0.7728 | 0.15456 | East African productivity / consumption constant
5 | PLT-018 | Electrical/ICT test instruments | Plant & Tools | 0.01 | day | 38.6399 | 0.3864 | East African productivity / consumption constant
6 | SUB-006 | Electrical installation | Subcontractor | 0 | item | 4636.7852 | 0 | Verify supplier/subcontract quotation
|  | Materials Total |  |  |  |  | 6.0858
|  | Labour Total |  |  |  |  | 2.1638
|  | Plant & Subcontract Total |  |  |  |  | 0.3864
|  | Direct Resource Cost |  |  |  |  | 8.636
|  | Transport / Carriage | 5% of materials |  |  |  | 0.30429 | Adjust for haul distance
|  | Small Tools, Water & Sundries | 2.5% of labour + plant |  |  |  | 0.063756 | Traditional allowance
|  | PRIME COST |  |  |  |  | 9.0041
|  | Contractor Overheads | 10% |  |  |  | 0.90041 | Editable allowance
|  | Contractor Profit | 10% |  |  |  | 0.99045 | Editable allowance
|  | RATE PER BOQ UNIT | nr |  |  |  | 10.8949 | Excluding VAT
Note | Quantities are standard estimating constants and must be adjusted for specification, method, location and supplier quotations.
DETAILED RATE ANALYSIS — EAST AFRICAN QS FORMAT
Module / Ref | MODULE 7 | 52.08 | [5 empty] | MODULE 7¦52.08
BOQ Item | Supply and install fire-brigade connections and test/drain facilities
Unit | nr | Pricing basis | Nairobi, Kenya — Sep 2026 | Currency | USD | VAT | Excluded
No. | Code | Resource Description | Category | Qty / BOQ Unit | Resource Unit | Rate (USD) | Amount (USD) | Remarks
1 | MAT-137 | Fire-alarm I/O module / relay | Material | 1 | nr | 95.5178 | 95.5178 | Discipline-specific East African resource allowance
2 | MAT-076 | Fire detector / call point / sounder | Material | 0.25 | nr | 67.6584 | 16.9146 | Discipline-specific East African resource allowance
3 | LAB-018 | Fire-systems technician | Labour | 2 | hr | 2.7048 | 5.4096 | Discipline-specific East African resource allowance
4 | LAB-002 | General labourer | Labour | 0.5 | hr | 0.7728 | 0.3864 | Discipline-specific East African resource allowance
5 | PLT-018 | Electrical/ICT test instruments | Plant & Tools | 0.05 | day | 38.6399 | 1.932 | Discipline-specific East African resource allowance
6 | SUB-007 | Fire protection installation | Subcontractor | 0.005 | item | 3477.5889 | 17.3879 | Discipline provisional allowance — verify quotation
|  | Materials Total |  |  |  |  | 112.4324
|  | Labour Total |  |  |  |  | 5.796
|  | Plant & Subcontract Total |  |  |  |  | 19.3199
|  | Direct Resource Cost |  |  |  |  | 137.5483
|  | Transport / Carriage | 5% of materials |  |  |  | 5.6216 | Adjust for haul distance
|  | Small Tools, Water & Sundries | 2.5% of labour + plant |  |  |  | 0.6279 | Traditional allowance
|  | PRIME COST |  |  |  |  | 143.7978
|  | Contractor Overheads | 10% |  |  |  | 14.3798 | Editable allowance
|  | Contractor Profit | 10% |  |  |  | 15.8178 | Editable allowance
|  | RATE PER BOQ UNIT | nr |  |  |  | 173.9954 | Excluding VAT
Note | Quantities are standard estimating constants and must be adjusted for specification, method, location and supplier quotations.
DETAILED RATE ANALYSIS — EAST AFRICAN QS FORMAT
Module / Ref | MODULE 7 | 52.09 | [5 empty] | MODULE 7¦52.09
BOQ Item | Supply and install pipework supports, bracing and seismic restraints
Unit | nr | Pricing basis | Nairobi, Kenya — Sep 2026 | Currency | USD | VAT | Excluded
No. | Code | Resource Description | Category | Qty / BOQ Unit | Resource Unit | Rate (USD) | Amount (USD) | Remarks
1 | MAT-137 | Fire-alarm I/O module / relay | Material | 1 | nr | 95.5178 | 95.5178 | Discipline-specific East African resource allowance
2 | MAT-076 | Fire detector / call point / sounder | Material | 0.25 | nr | 67.6584 | 16.9146 | Discipline-specific East African resource allowance
3 | LAB-018 | Fire-systems technician | Labour | 2 | hr | 2.7048 | 5.4096 | Discipline-specific East African resource allowance
4 | LAB-002 | General labourer | Labour | 0.5 | hr | 0.7728 | 0.3864 | Discipline-specific East African resource allowance
5 | PLT-018 | Electrical/ICT test instruments | Plant & Tools | 0.05 | day | 38.6399 | 1.932 | Discipline-specific East African resource allowance
6 | SUB-007 | Fire protection installation | Subcontractor | 0.005 | item | 3477.5889 | 17.3879 | Discipline provisional allowance — verify quotation
|  | Materials Total |  |  |  |  | 112.4324
|  | Labour Total |  |  |  |  | 5.796
|  | Plant & Subcontract Total |  |  |  |  | 19.3199
|  | Direct Resource Cost |  |  |  |  | 137.5483
|  | Transport / Carriage | 5% of materials |  |  |  | 5.6216 | Adjust for haul distance
|  | Small Tools, Water & Sundries | 2.5% of labour + plant |  |  |  | 0.6279 | Traditional allowance
|  | PRIME COST |  |  |  |  | 143.7978
|  | Contractor Overheads | 10% |  |  |  | 14.3798 | Editable allowance
|  | Contractor Profit | 10% |  |  |  | 15.8178 | Editable allowance
|  | RATE PER BOQ UNIT | nr |  |  |  | 173.9954 | Excluding VAT
Note | Quantities are standard estimating constants and must be adjusted for specification, method, location and supplier quotations.
DETAILED RATE ANALYSIS — EAST AFRICAN QS FORMAT
Module / Ref | MODULE 7 | 52.1 | [5 empty] | MODULE 7¦52.1
BOQ Item | Carry out hydraulic testing and flushing of sprinkler pipework
Unit | m | Pricing basis | Nairobi, Kenya — Sep 2026 | Currency | USD | VAT | Excluded
No. | Code | Resource Description | Category | Qty / BOQ Unit | Resource Unit | Rate (USD) | Amount (USD) | Remarks
1 | MAT-021 | PVC pipe, 110mm | Material | 1.05 | m | 3.4486 | 3.621 | East African productivity / consumption constant
2 | MAT-002 | Ancillary fittings, supports, fixings and connection materials | Material | 0.03 | item | 40.5719 | 1.2172 | East African productivity / consumption constant
3 | LAB-011 | Plumber | Labour | 0.35 | hr | 2.3184 | 0.81144 | East African productivity / consumption constant
4 | LAB-002 | General labourer | Labour | 0.15 | hr | 0.7728 | 0.11592 | East African productivity / consumption constant
5 | PLT-019 | Pipe threading/fusion equipment | Plant & Tools | 0.03 | day | 61.8238 | 1.8547 | East African productivity / consumption constant
6 | SUB-005 | Mechanical / HVAC installation | Subcontractor | 0 | item | 5795.9815 | 0 | Verify supplier/subcontract quotation
|  | Materials Total |  |  |  |  | 4.8382
|  | Labour Total |  |  |  |  | 0.92736
|  | Plant & Subcontract Total |  |  |  |  | 1.8547
|  | Direct Resource Cost |  |  |  |  | 7.6203
|  | Transport / Carriage | 5% of materials |  |  |  | 0.24191 | Adjust for haul distance
|  | Small Tools, Water & Sundries | 2.5% of labour + plant |  |  |  | 0.069552 | Traditional allowance
|  | PRIME COST |  |  |  |  | 7.9317
|  | Contractor Overheads | 10% |  |  |  | 0.79317 | Editable allowance
|  | Contractor Profit | 10% |  |  |  | 0.87249 | Editable allowance
|  | RATE PER BOQ UNIT | m |  |  |  | 9.5974 | Excluding VAT
Note | Quantities are standard estimating constants and must be adjusted for specification, method, location and supplier quotations.
DETAILED RATE ANALYSIS — EAST AFRICAN QS FORMAT
Module / Ref | MODULE 7 | 53.01 | [5 empty] | MODULE 7¦53.01
BOQ Item | Supply and install gaseous-suppression cylinders, agent and manifold
Unit | nr | Pricing basis | Nairobi, Kenya — Sep 2026 | Currency | USD | VAT | Excluded
No. | Code | Resource Description | Category | Qty / BOQ Unit | Resource Unit | Rate (USD) | Amount (USD) | Remarks
1 | MAT-071 | Pump set complete | Material | 1 | nr | 2785.9351 | 2785.9351 | East African productivity / consumption constant
2 | MAT-073 | Valve / control valve | Material | 3 | nr | 95.5178 | 286.5533 | East African productivity / consumption constant
3 | LAB-018 | Fire-systems technician | Labour | 12 | hr | 2.7048 | 32.4575 | East African productivity / consumption constant
4 | LAB-002 | General labourer | Labour | 4 | hr | 0.7728 | 3.0912 | East African productivity / consumption constant
5 | PLT-019 | Pipe threading/fusion equipment | Plant & Tools | 0.03 | day | 61.8238 | 1.8547 | East African productivity / consumption constant
6 | SUB-007 | Fire protection installation | Subcontractor | 0.05 | item | 3477.5889 | 173.8794 | Verify supplier/subcontract quotation
|  | Materials Total |  |  |  |  | 3072.4884
|  | Labour Total |  |  |  |  | 35.5487
|  | Plant & Subcontract Total |  |  |  |  | 175.7342
|  | Direct Resource Cost |  |  |  |  | 3283.7713
|  | Transport / Carriage | 5% of materials |  |  |  | 153.6244 | Adjust for haul distance
|  | Small Tools, Water & Sundries | 2.5% of labour + plant |  |  |  | 5.2821 | Traditional allowance
|  | PRIME COST |  |  |  |  | 3442.6777
|  | Contractor Overheads | 10% |  |  |  | 344.2678 | Editable allowance
|  | Contractor Profit | 10% |  |  |  | 378.6946 | Editable allowance
|  | RATE PER BOQ UNIT | nr |  |  |  | 4165.6401 | Excluding VAT
Note | Quantities are standard estimating constants and must be adjusted for specification, method, location and supplier quotations.
DETAILED RATE ANALYSIS — EAST AFRICAN QS FORMAT
Module / Ref | MODULE 7 | 53.02 | [5 empty] | MODULE 7¦53.02
BOQ Item | Supply and install discharge nozzles and distribution pipework
Unit | m | Pricing basis | Nairobi, Kenya — Sep 2026 | Currency | USD | VAT | Excluded
No. | Code | Resource Description | Category | Qty / BOQ Unit | Resource Unit | Rate (USD) | Amount (USD) | Remarks
1 | MAT-021 | PVC pipe, 110mm | Material | 1.05 | m | 3.4486 | 3.621 | East African productivity / consumption constant
2 | MAT-002 | Ancillary fittings, supports, fixings and connection materials | Material | 0.03 | item | 40.5719 | 1.2172 | East African productivity / consumption constant
3 | LAB-011 | Plumber | Labour | 0.35 | hr | 2.3184 | 0.81144 | East African productivity / consumption constant
4 | LAB-002 | General labourer | Labour | 0.15 | hr | 0.7728 | 0.11592 | East African productivity / consumption constant
5 | PLT-019 | Pipe threading/fusion equipment | Plant & Tools | 0.03 | day | 61.8238 | 1.8547 | East African productivity / consumption constant
6 | SUB-005 | Mechanical / HVAC installation | Subcontractor | 0 | item | 5795.9815 | 0 | Verify supplier/subcontract quotation
|  | Materials Total |  |  |  |  | 4.8382
|  | Labour Total |  |  |  |  | 0.92736
|  | Plant & Subcontract Total |  |  |  |  | 1.8547
|  | Direct Resource Cost |  |  |  |  | 7.6203
|  | Transport / Carriage | 5% of materials |  |  |  | 0.24191 | Adjust for haul distance
|  | Small Tools, Water & Sundries | 2.5% of labour + plant |  |  |  | 0.069552 | Traditional allowance
|  | PRIME COST |  |  |  |  | 7.9317
|  | Contractor Overheads | 10% |  |  |  | 0.79317 | Editable allowance
|  | Contractor Profit | 10% |  |  |  | 0.87249 | Editable allowance
|  | RATE PER BOQ UNIT | m |  |  |  | 9.5974 | Excluding VAT
Note | Quantities are standard estimating constants and must be adjusted for specification, method, location and supplier quotations.
DETAILED RATE ANALYSIS — EAST AFRICAN QS FORMAT
Module / Ref | MODULE 7 | 53.03 | [5 empty] | MODULE 7¦53.03
BOQ Item | Supply and install suppression control panel, detection and actuation
Unit | nr | Pricing basis | Nairobi, Kenya — Sep 2026 | Currency | USD | VAT | Excluded
No. | Code | Resource Description | Category | Qty / BOQ Unit | Resource Unit | Rate (USD) | Amount (USD) | Remarks
1 | MAT-071 | Pump set complete | Material | 1 | nr | 2785.9351 | 2785.9351 | East African productivity / consumption constant
2 | MAT-073 | Valve / control valve | Material | 3 | nr | 95.5178 | 286.5533 | East African productivity / consumption constant
3 | LAB-018 | Fire-systems technician | Labour | 12 | hr | 2.7048 | 32.4575 | East African productivity / consumption constant
4 | LAB-002 | General labourer | Labour | 4 | hr | 0.7728 | 3.0912 | East African productivity / consumption constant
5 | PLT-019 | Pipe threading/fusion equipment | Plant & Tools | 0.03 | day | 61.8238 | 1.8547 | East African productivity / consumption constant
6 | SUB-007 | Fire protection installation | Subcontractor | 0.05 | item | 3477.5889 | 173.8794 | Verify supplier/subcontract quotation
|  | Materials Total |  |  |  |  | 3072.4884
|  | Labour Total |  |  |  |  | 35.5487
|  | Plant & Subcontract Total |  |  |  |  | 175.7342
|  | Direct Resource Cost |  |  |  |  | 3283.7713
|  | Transport / Carriage | 5% of materials |  |  |  | 153.6244 | Adjust for haul distance
|  | Small Tools, Water & Sundries | 2.5% of labour + plant |  |  |  | 5.2821 | Traditional allowance
|  | PRIME COST |  |  |  |  | 3442.6777
|  | Contractor Overheads | 10% |  |  |  | 344.2678 | Editable allowance
|  | Contractor Profit | 10% |  |  |  | 378.6946 | Editable allowance
|  | RATE PER BOQ UNIT | nr |  |  |  | 4165.6401 | Excluding VAT
Note | Quantities are standard estimating constants and must be adjusted for specification, method, location and supplier quotations.
DETAILED RATE ANALYSIS — EAST AFRICAN QS FORMAT
Module / Ref | MODULE 7 | 53.04 | [5 empty] | MODULE 7¦53.04
BOQ Item | Supply and install kitchen wet-chemical suppression system, including nozzles
Unit | nr | Pricing basis | Nairobi, Kenya — Sep 2026 | Currency | USD | VAT | Excluded
No. | Code | Resource Description | Category | Qty / BOQ Unit | Resource Unit | Rate (USD) | Amount (USD) | Remarks
1 | MAT-071 | Pump set complete | Material | 1 | nr | 2785.9351 | 2785.9351 | East African productivity / consumption constant
2 | MAT-073 | Valve / control valve | Material | 3 | nr | 95.5178 | 286.5533 | East African productivity / consumption constant
3 | LAB-018 | Fire-systems technician | Labour | 12 | hr | 2.7048 | 32.4575 | East African productivity / consumption constant
4 | LAB-002 | General labourer | Labour | 4 | hr | 0.7728 | 3.0912 | East African productivity / consumption constant
5 | PLT-019 | Pipe threading/fusion equipment | Plant & Tools | 0.03 | day | 61.8238 | 1.8547 | East African productivity / consumption constant
6 | SUB-007 | Fire protection installation | Subcontractor | 0.05 | item | 3477.5889 | 173.8794 | Verify supplier/subcontract quotation
|  | Materials Total |  |  |  |  | 3072.4884
|  | Labour Total |  |  |  |  | 35.5487
|  | Plant & Subcontract Total |  |  |  |  | 175.7342
|  | Direct Resource Cost |  |  |  |  | 3283.7713
|  | Transport / Carriage | 5% of materials |  |  |  | 153.6244 | Adjust for haul distance
|  | Small Tools, Water & Sundries | 2.5% of labour + plant |  |  |  | 5.2821 | Traditional allowance
|  | PRIME COST |  |  |  |  | 3442.6777
|  | Contractor Overheads | 10% |  |  |  | 344.2678 | Editable allowance
|  | Contractor Profit | 10% |  |  |  | 378.6946 | Editable allowance
|  | RATE PER BOQ UNIT | nr |  |  |  | 4165.6401 | Excluding VAT
Note | Quantities are standard estimating constants and must be adjusted for specification, method, location and supplier quotations.
DETAILED RATE ANALYSIS — EAST AFRICAN QS FORMAT
Module / Ref | MODULE 7 | 53.05 | [5 empty] | MODULE 7¦53.05
BOQ Item | Supply and install room-integrity provisions and pressure-relief dampers
Unit | nr | Pricing basis | Nairobi, Kenya — Sep 2026 | Currency | USD | VAT | Excluded
No. | Code | Resource Description | Category | Qty / BOQ Unit | Resource Unit | Rate (USD) | Amount (USD) | Remarks
1 | MAT-137 | Fire-alarm I/O module / relay | Material | 1 | nr | 95.5178 | 95.5178 | Discipline-specific East African resource allowance
2 | MAT-076 | Fire detector / call point / sounder | Material | 0.25 | nr | 67.6584 | 16.9146 | Discipline-specific East African resource allowance
3 | LAB-018 | Fire-systems technician | Labour | 2 | hr | 2.7048 | 5.4096 | Discipline-specific East African resource allowance
4 | LAB-002 | General labourer | Labour | 0.5 | hr | 0.7728 | 0.3864 | Discipline-specific East African resource allowance
5 | PLT-018 | Electrical/ICT test instruments | Plant & Tools | 0.05 | day | 38.6399 | 1.932 | Discipline-specific East African resource allowance
6 | SUB-007 | Fire protection installation | Subcontractor | 0.005 | item | 3477.5889 | 17.3879 | Discipline provisional allowance — verify quotation
|  | Materials Total |  |  |  |  | 112.4324
|  | Labour Total |  |  |  |  | 5.796
|  | Plant & Subcontract Total |  |  |  |  | 19.3199
|  | Direct Resource Cost |  |  |  |  | 137.5483
|  | Transport / Carriage | 5% of materials |  |  |  | 5.6216 | Adjust for haul distance
|  | Small Tools, Water & Sundries | 2.5% of labour + plant |  |  |  | 0.6279 | Traditional allowance
|  | PRIME COST |  |  |  |  | 143.7978
|  | Contractor Overheads | 10% |  |  |  | 14.3798 | Editable allowance
|  | Contractor Profit | 10% |  |  |  | 15.8178 | Editable allowance
|  | RATE PER BOQ UNIT | nr |  |  |  | 173.9954 | Excluding VAT
Note | Quantities are standard estimating constants and must be adjusted for specification, method, location and supplier quotations.
DETAILED RATE ANALYSIS — EAST AFRICAN QS FORMAT
Module / Ref | MODULE 7 | 53.06 | [5 empty] | MODULE 7¦53.06
BOQ Item | Supply and install warning signage, abort and manual-release stations
Unit | nr | Pricing basis | Nairobi, Kenya — Sep 2026 | Currency | USD | VAT | Excluded
No. | Code | Resource Description | Category | Qty / BOQ Unit | Resource Unit | Rate (USD) | Amount (USD) | Remarks
1 | MAT-096 | Signage / graphic panel | Material | 1 | nr | 121.7156 | 121.7156 | East African productivity / consumption constant
2 | MAT-002 | Ancillary fittings, supports, fixings and connection materials | Material | 0.1 | item | 40.5719 | 4.0572 | East African productivity / consumption constant
3 | LAB-019 | ELV/ICT/security technician | Labour | 2 | hr | 2.7048 | 5.4096 | East African productivity / consumption constant
4 | LAB-002 | General labourer | Labour | 1 | hr | 0.7728 | 0.7728 | East African productivity / consumption constant
5 | PLT-020 | Scissor lift / MEWP | Plant & Tools | 0.02 | day | 154.5595 | 3.0912 | East African productivity / consumption constant
6 | SUB-018 | Signage/branding installation | Subcontractor | 0.02 | item | 927.357 | 18.5471 | Verify supplier/subcontract quotation
|  | Materials Total |  |  |  |  | 125.7728
|  | Labour Total |  |  |  |  | 6.1824
|  | Plant & Subcontract Total |  |  |  |  | 21.6383
|  | Direct Resource Cost |  |  |  |  | 153.5935
|  | Transport / Carriage | 5% of materials |  |  |  | 6.2886 | Adjust for haul distance
|  | Small Tools, Water & Sundries | 2.5% of labour + plant |  |  |  | 0.69552 | Traditional allowance
|  | PRIME COST |  |  |  |  | 160.5777
|  | Contractor Overheads | 10% |  |  |  | 16.0578 | Editable allowance
|  | Contractor Profit | 10% |  |  |  | 17.6635 | Editable allowance
|  | RATE PER BOQ UNIT | nr |  |  |  | 194.299 | Excluding VAT
Note | Quantities are standard estimating constants and must be adjusted for specification, method, location and supplier quotations.
DETAILED RATE ANALYSIS — EAST AFRICAN QS FORMAT
Module / Ref | MODULE 7 | 53.07 | [5 empty] | MODULE 7¦53.07
BOQ Item | Carry out room-integrity (fan) testing and discharge commissioning
Unit | nr | Pricing basis | Nairobi, Kenya — Sep 2026 | Currency | USD | VAT | Excluded
No. | Code | Resource Description | Category | Qty / BOQ Unit | Resource Unit | Rate (USD) | Amount (USD) | Remarks
1 | MAT-070 | Ventilation / extract fan | Material | 1 | nr | 397.9907 | 397.9907 | East African productivity / consumption constant
2 | MAT-002 | Ancillary fittings, supports, fixings and connection materials | Material | 0.2 | item | 40.5719 | 8.1144 | East African productivity / consumption constant
3 | LAB-017 | HVAC/refrigeration technician | Labour | 6 | hr | 2.898 | 17.3879 | East African productivity / consumption constant
4 | LAB-002 | General labourer | Labour | 2 | hr | 0.7728 | 1.5456 | East African productivity / consumption constant
5 | PLT-020 | Scissor lift / MEWP | Plant & Tools | 0.03 | day | 154.5595 | 4.6368 | East African productivity / consumption constant
6 | SUB-005 | Mechanical / HVAC installation | Subcontractor | 0.02 | item | 5795.9815 | 115.9196 | Verify supplier/subcontract quotation
|  | Materials Total |  |  |  |  | 406.1051
|  | Labour Total |  |  |  |  | 18.9335
|  | Plant & Subcontract Total |  |  |  |  | 120.5564
|  | Direct Resource Cost |  |  |  |  | 545.5951
|  | Transport / Carriage | 5% of materials |  |  |  | 20.3053 | Adjust for haul distance
|  | Small Tools, Water & Sundries | 2.5% of labour + plant |  |  |  | 3.4872 | Traditional allowance
|  | PRIME COST |  |  |  |  | 569.3876
|  | Contractor Overheads | 10% |  |  |  | 56.9388 | Editable allowance
|  | Contractor Profit | 10% |  |  |  | 62.6326 | Editable allowance
|  | RATE PER BOQ UNIT | nr |  |  |  | 688.9589 | Excluding VAT
Note | Quantities are standard estimating constants and must be adjusted for specification, method, location and supplier quotations.
DETAILED RATE ANALYSIS — EAST AFRICAN QS FORMAT
Module / Ref | MODULE 7 | 54.01 | [5 empty] | MODULE 7¦54.01
BOQ Item | Supply and install dry-riser pipework, including inlet, outlet and landing valves
Unit | m | Pricing basis | Nairobi, Kenya — Sep 2026 | Currency | USD | VAT | Excluded
No. | Code | Resource Description | Category | Qty / BOQ Unit | Resource Unit | Rate (USD) | Amount (USD) | Remarks
1 | MAT-021 | PVC pipe, 110mm | Material | 1.05 | m | 3.4486 | 3.621 | East African productivity / consumption constant
2 | MAT-002 | Ancillary fittings, supports, fixings and connection materials | Material | 0.03 | item | 40.5719 | 1.2172 | East African productivity / consumption constant
3 | LAB-011 | Plumber | Labour | 0.35 | hr | 2.3184 | 0.81144 | East African productivity / consumption constant
4 | LAB-002 | General labourer | Labour | 0.15 | hr | 0.7728 | 0.11592 | East African productivity / consumption constant
5 | PLT-019 | Pipe threading/fusion equipment | Plant & Tools | 0.03 | day | 61.8238 | 1.8547 | East African productivity / consumption constant
6 | SUB-005 | Mechanical / HVAC installation | Subcontractor | 0 | item | 5795.9815 | 0 | Verify supplier/subcontract quotation
|  | Materials Total |  |  |  |  | 4.8382
|  | Labour Total |  |  |  |  | 0.92736
|  | Plant & Subcontract Total |  |  |  |  | 1.8547
|  | Direct Resource Cost |  |  |  |  | 7.6203
|  | Transport / Carriage | 5% of materials |  |  |  | 0.24191 | Adjust for haul distance
|  | Small Tools, Water & Sundries | 2.5% of labour + plant |  |  |  | 0.069552 | Traditional allowance
|  | PRIME COST |  |  |  |  | 7.9317
|  | Contractor Overheads | 10% |  |  |  | 0.79317 | Editable allowance
|  | Contractor Profit | 10% |  |  |  | 0.87249 | Editable allowance
|  | RATE PER BOQ UNIT | m |  |  |  | 9.5974 | Excluding VAT
Note | Quantities are standard estimating constants and must be adjusted for specification, method, location and supplier quotations.
DETAILED RATE ANALYSIS — EAST AFRICAN QS FORMAT
Module / Ref | MODULE 7 | 54.02 | [5 empty] | MODULE 7¦54.02
BOQ Item | Supply and install wet-riser pipework, pumps and pressure-control equipment
Unit | m | Pricing basis | Nairobi, Kenya — Sep 2026 | Currency | USD | VAT | Excluded
No. | Code | Resource Description | Category | Qty / BOQ Unit | Resource Unit | Rate (USD) | Amount (USD) | Remarks
1 | MAT-127 | Gas booster / pressure-control skid | Material | 1 | nr | 3941.2674 | 3941.2674 | Specific East African resource constant
2 | MAT-073 | Valve / control valve | Material | 4 | nr | 95.5178 | 382.0711 | Specific East African resource constant
3 | LAB-011 | Plumber | Labour | 12 | hr | 2.3184 | 27.8207 | Specific East African resource constant
4 | LAB-002 | General labourer | Labour | 4 | hr | 0.7728 | 3.0912 | Specific East African resource constant
5 | PLT-007 | Mobile crane, 25t | Plant & Tools | 0.03 | day | 1062.5966 | 31.8779 | Specific East African resource constant
6 | SUB-005 | Mechanical / HVAC installation | Subcontractor | 0.04 | item | 5795.9815 | 231.8393 | Verify local quotation / authority charge
|  | Materials Total |  |  |  |  | 4323.3385
|  | Labour Total |  |  |  |  | 30.9119
|  | Plant & Subcontract Total |  |  |  |  | 263.7172
|  | Direct Resource Cost |  |  |  |  | 4617.9675
|  | Transport / Carriage | 5% of materials |  |  |  | 216.1669 | Adjust for haul distance
|  | Small Tools, Water & Sundries | 2.5% of labour + plant |  |  |  | 7.3657 | Traditional allowance
|  | PRIME COST |  |  |  |  | 4841.5002
|  | Contractor Overheads | 10% |  |  |  | 484.15 | Editable allowance
|  | Contractor Profit | 10% |  |  |  | 532.565 | Editable allowance
|  | RATE PER BOQ UNIT | m |  |  |  | 5858.2152 | Excluding VAT
Note | Quantities are standard estimating constants and must be adjusted for specification, method, location and supplier quotations.
DETAILED RATE ANALYSIS — EAST AFRICAN QS FORMAT
Module / Ref | MODULE 7 | 54.03 | [5 empty] | MODULE 7¦54.03
BOQ Item | Supply and install dry/wet-riser inlet and outlet breeching cabinets
Unit | nr | Pricing basis | Nairobi, Kenya — Sep 2026 | Currency | USD | VAT | Excluded
No. | Code | Resource Description | Category | Qty / BOQ Unit | Resource Unit | Rate (USD) | Amount (USD) | Remarks
1 | MAT-058 | 13A socket outlet | Material | 1 | nr | 9.7372 | 9.7372 | East African productivity / consumption constant
2 | MAT-054 | PVC/galvanised conduit complete | Material | 2 | m | 2.0286 | 4.0572 | East African productivity / consumption constant
3 | LAB-010 | Electrician | Labour | 1.2 | hr | 2.5116 | 3.0139 | East African productivity / consumption constant
4 | LAB-002 | General labourer | Labour | 0.3 | hr | 0.7728 | 0.23184 | East African productivity / consumption constant
5 | PLT-018 | Electrical/ICT test instruments | Plant & Tools | 0.02 | day | 38.6399 | 0.7728 | East African productivity / consumption constant
6 | SUB-006 | Electrical installation | Subcontractor | 0 | item | 4636.7852 | 0 | Verify supplier/subcontract quotation
|  | Materials Total |  |  |  |  | 13.7944
|  | Labour Total |  |  |  |  | 3.2457
|  | Plant & Subcontract Total |  |  |  |  | 0.7728
|  | Direct Resource Cost |  |  |  |  | 17.813
|  | Transport / Carriage | 5% of materials |  |  |  | 0.68972 | Adjust for haul distance
|  | Small Tools, Water & Sundries | 2.5% of labour + plant |  |  |  | 0.10046 | Traditional allowance
|  | PRIME COST |  |  |  |  | 18.6032
|  | Contractor Overheads | 10% |  |  |  | 1.8603 | Editable allowance
|  | Contractor Profit | 10% |  |  |  | 2.0463 | Editable allowance
|  | RATE PER BOQ UNIT | nr |  |  |  | 22.5098 | Excluding VAT
Note | Quantities are standard estimating constants and must be adjusted for specification, method, location and supplier quotations.
DETAILED RATE ANALYSIS — EAST AFRICAN QS FORMAT
Module / Ref | MODULE 7 | 54.04 | [5 empty] | MODULE 7¦54.04
BOQ Item | Supply and install landing valves, hose connections and outlet fittings
Unit | nr | Pricing basis | Nairobi, Kenya — Sep 2026 | Currency | USD | VAT | Excluded
No. | Code | Resource Description | Category | Qty / BOQ Unit | Resource Unit | Rate (USD) | Amount (USD) | Remarks
1 | MAT-073 | Valve / control valve | Material | 1 | nr | 95.5178 | 95.5178 | East African productivity / consumption constant
2 | MAT-002 | Ancillary fittings, supports, fixings and connection materials | Material | 0.02 | item | 40.5719 | 0.81144 | East African productivity / consumption constant
3 | LAB-011 | Plumber | Labour | 1.5 | hr | 2.3184 | 3.4776 | East African productivity / consumption constant
4 | LAB-002 | General labourer | Labour | 0.5 | hr | 0.7728 | 0.3864 | East African productivity / consumption constant
5 | PLT-019 | Pipe threading/fusion equipment | Plant & Tools | 0.01 | day | 61.8238 | 0.61824 | East African productivity / consumption constant
6 | SUB-005 | Mechanical / HVAC installation | Subcontractor | 0 | item | 5795.9815 | 0 | Verify supplier/subcontract quotation
|  | Materials Total |  |  |  |  | 96.3292
|  | Labour Total |  |  |  |  | 3.864
|  | Plant & Subcontract Total |  |  |  |  | 0.61824
|  | Direct Resource Cost |  |  |  |  | 100.8114
|  | Transport / Carriage | 5% of materials |  |  |  | 4.8165 | Adjust for haul distance
|  | Small Tools, Water & Sundries | 2.5% of labour + plant |  |  |  | 0.11206 | Traditional allowance
|  | PRIME COST |  |  |  |  | 105.74
|  | Contractor Overheads | 10% |  |  |  | 10.574 | Editable allowance
|  | Contractor Profit | 10% |  |  |  | 11.6314 | Editable allowance
|  | RATE PER BOQ UNIT | nr |  |  |  | 127.9453 | Excluding VAT
Note | Quantities are standard estimating constants and must be adjusted for specification, method, location and supplier quotations.
DETAILED RATE ANALYSIS — EAST AFRICAN QS FORMAT
Module / Ref | MODULE 7 | 54.05 | [5 empty] | MODULE 7¦54.05
BOQ Item | Supply and install firefighting hose reels and cabinets, including connections
Unit | nr | Pricing basis | Nairobi, Kenya — Sep 2026 | Currency | USD | VAT | Excluded
No. | Code | Resource Description | Category | Qty / BOQ Unit | Resource Unit | Rate (USD) | Amount (USD) | Remarks
1 | MAT-137 | Fire-alarm I/O module / relay | Material | 1 | nr | 95.5178 | 95.5178 | Discipline-specific East African resource allowance
2 | MAT-076 | Fire detector / call point / sounder | Material | 0.25 | nr | 67.6584 | 16.9146 | Discipline-specific East African resource allowance
3 | LAB-018 | Fire-systems technician | Labour | 2 | hr | 2.7048 | 5.4096 | Discipline-specific East African resource allowance
4 | LAB-002 | General labourer | Labour | 0.5 | hr | 0.7728 | 0.3864 | Discipline-specific East African resource allowance
5 | PLT-018 | Electrical/ICT test instruments | Plant & Tools | 0.05 | day | 38.6399 | 1.932 | Discipline-specific East African resource allowance
6 | SUB-007 | Fire protection installation | Subcontractor | 0.005 | item | 3477.5889 | 17.3879 | Discipline provisional allowance — verify quotation
|  | Materials Total |  |  |  |  | 112.4324
|  | Labour Total |  |  |  |  | 5.796
|  | Plant & Subcontract Total |  |  |  |  | 19.3199
|  | Direct Resource Cost |  |  |  |  | 137.5483
|  | Transport / Carriage | 5% of materials |  |  |  | 5.6216 | Adjust for haul distance
|  | Small Tools, Water & Sundries | 2.5% of labour + plant |  |  |  | 0.6279 | Traditional allowance
|  | PRIME COST |  |  |  |  | 143.7978
|  | Contractor Overheads | 10% |  |  |  | 14.3798 | Editable allowance
|  | Contractor Profit | 10% |  |  |  | 15.8178 | Editable allowance
|  | RATE PER BOQ UNIT | nr |  |  |  | 173.9954 | Excluding VAT
Note | Quantities are standard estimating constants and must be adjusted for specification, method, location and supplier quotations.
DETAILED RATE ANALYSIS — EAST AFRICAN QS FORMAT
Module / Ref | MODULE 7 | 54.06 | [5 empty] | MODULE 7¦54.06
BOQ Item | Supply and install firefighting-shaft and lobby provisions, signage and equipment
Unit | nr | Pricing basis | Nairobi, Kenya — Sep 2026 | Currency | USD | VAT | Excluded
No. | Code | Resource Description | Category | Qty / BOQ Unit | Resource Unit | Rate (USD) | Amount (USD) | Remarks
1 | MAT-096 | Signage / graphic panel | Material | 1 | nr | 121.7156 | 121.7156 | East African productivity / consumption constant
2 | MAT-002 | Ancillary fittings, supports, fixings and connection materials | Material | 0.1 | item | 40.5719 | 4.0572 | East African productivity / consumption constant
3 | LAB-019 | ELV/ICT/security technician | Labour | 2 | hr | 2.7048 | 5.4096 | East African productivity / consumption constant
4 | LAB-002 | General labourer | Labour | 1 | hr | 0.7728 | 0.7728 | East African productivity / consumption constant
5 | PLT-020 | Scissor lift / MEWP | Plant & Tools | 0.02 | day | 154.5595 | 3.0912 | East African productivity / consumption constant
6 | SUB-018 | Signage/branding installation | Subcontractor | 0.02 | item | 927.357 | 18.5471 | Verify supplier/subcontract quotation
|  | Materials Total |  |  |  |  | 125.7728
|  | Labour Total |  |  |  |  | 6.1824
|  | Plant & Subcontract Total |  |  |  |  | 21.6383
|  | Direct Resource Cost |  |  |  |  | 153.5935
|  | Transport / Carriage | 5% of materials |  |  |  | 6.2886 | Adjust for haul distance
|  | Small Tools, Water & Sundries | 2.5% of labour + plant |  |  |  | 0.69552 | Traditional allowance
|  | PRIME COST |  |  |  |  | 160.5777
|  | Contractor Overheads | 10% |  |  |  | 16.0578 | Editable allowance
|  | Contractor Profit | 10% |  |  |  | 17.6635 | Editable allowance
|  | RATE PER BOQ UNIT | nr |  |  |  | 194.299 | Excluding VAT
Note | Quantities are standard estimating constants and must be adjusted for specification, method, location and supplier quotations.
DETAILED RATE ANALYSIS — EAST AFRICAN QS FORMAT
Module / Ref | MODULE 7 | 54.07 | [5 empty] | MODULE 7¦54.07
BOQ Item | Carry out pressure and flow testing of riser installations
Unit | m | Pricing basis | Nairobi, Kenya — Sep 2026 | Currency | USD | VAT | Excluded
No. | Code | Resource Description | Category | Qty / BOQ Unit | Resource Unit | Rate (USD) | Amount (USD) | Remarks
1 | MAT-002 | Ancillary fittings, supports, fixings and connection materials | Material | 0.05 | item | 40.5719 | 2.0286 | East African productivity / consumption constant
2 | MAT-001 | Specified item / equipment (compliance / BIM item) | Material | 0.01 | item | 405.7187 | 4.0572 | Verify supplier/subcontract quotation
3 | LAB-003 | Skilled labourer | Labour | 0.25 | hr | 1.1592 | 0.2898 | East African productivity / consumption constant
4 | LAB-002 | General labourer | Labour | 0.12 | hr | 0.7728 | 0.092736 | East African productivity / consumption constant
5 | PLT-016 | Small tools & consumables (allowance) | Plant & Tools | 0.05 | hr | 0.5796 | 0.02898 | East African productivity / consumption constant
6 | SUB-001 | Testing / commissioning allowance | Subcontractor | 0 | item | 193.1994 | 0 | Verify supplier/subcontract quotation
|  | Materials Total |  |  |  |  | 6.0858
|  | Labour Total |  |  |  |  | 0.38253
|  | Plant & Subcontract Total |  |  |  |  | 0.02898
|  | Direct Resource Cost |  |  |  |  | 6.4973
|  | Transport / Carriage | 5% of materials |  |  |  | 0.30429 | Adjust for haul distance
|  | Small Tools, Water & Sundries | 2.5% of labour + plant |  |  |  | 0.010288 | Traditional allowance
|  | PRIME COST |  |  |  |  | 6.8119
|  | Contractor Overheads | 10% |  |  |  | 0.68119 | Editable allowance
|  | Contractor Profit | 10% |  |  |  | 0.74931 | Editable allowance
|  | RATE PER BOQ UNIT | m |  |  |  | 8.2424 | Excluding VAT
Note | Quantities are standard estimating constants and must be adjusted for specification, method, location and supplier quotations.
DETAILED RATE ANALYSIS — EAST AFRICAN QS FORMAT
Module / Ref | MODULE 7 | 55.01 | [5 empty] | MODULE 7¦55.01
BOQ Item | Supply and install smoke-control panel, including battery backup and interfaces
Unit | nr | Pricing basis | Nairobi, Kenya — Sep 2026 | Currency | USD | VAT | Excluded
No. | Code | Resource Description | Category | Qty / BOQ Unit | Resource Unit | Rate (USD) | Amount (USD) | Remarks
1 | MAT-089 | Solar/storage battery | Material | 1 | nr | 1970.6337 | 1970.6337 | East African productivity / consumption constant
2 | MAT-022 | Electrical cable, 2.5mm² | Material | 3 | m | 0.81144 | 2.4343 | East African productivity / consumption constant
3 | LAB-010 | Electrician | Labour | 4 | hr | 2.5116 | 10.0464 | East African productivity / consumption constant
4 | LAB-002 | General labourer | Labour | 2 | hr | 0.7728 | 1.5456 | East African productivity / consumption constant
5 | PLT-018 | Electrical/ICT test instruments | Plant & Tools | 0.05 | day | 38.6399 | 1.932 | East African productivity / consumption constant
6 | SUB-016 | Solar PV installation and commissioning | Subcontractor | 0.005 | item | 2704.7913 | 13.524 | Verify supplier/subcontract quotation
|  | Materials Total |  |  |  |  | 1973.068
|  | Labour Total |  |  |  |  | 11.592
|  | Plant & Subcontract Total |  |  |  |  | 15.456
|  | Direct Resource Cost |  |  |  |  | 2000.1159
|  | Transport / Carriage | 5% of materials |  |  |  | 98.6534 | Adjust for haul distance
|  | Small Tools, Water & Sundries | 2.5% of labour + plant |  |  |  | 0.6762 | Traditional allowance
|  | PRIME COST |  |  |  |  | 2099.4455
|  | Contractor Overheads | 10% |  |  |  | 209.9446 | Editable allowance
|  | Contractor Profit | 10% |  |  |  | 230.939 | Editable allowance
|  | RATE PER BOQ UNIT | nr |  |  |  | 2540.3291 | Excluding VAT
Note | Quantities are standard estimating constants and must be adjusted for specification, method, location and supplier quotations.
DETAILED RATE ANALYSIS — EAST AFRICAN QS FORMAT
Module / Ref | MODULE 7 | 55.02 | [5 empty] | MODULE 7¦55.02
BOQ Item | Supply and install automatic opening vents (AOV) and actuators
Unit | nr | Pricing basis | Nairobi, Kenya — Sep 2026 | Currency | USD | VAT | Excluded
No. | Code | Resource Description | Category | Qty / BOQ Unit | Resource Unit | Rate (USD) | Amount (USD) | Remarks
1 | MAT-156 | Damper/valve actuator | Material | 1 | nr | 198.9954 | 198.9954 | Specific East African resource constant
2 | MAT-055 | Cat6/Cat6A data cable | Material | 3 | m | 0.97372 | 2.9212 | Specific East African resource constant
3 | LAB-019 | ELV/ICT/security technician | Labour | 1.5 | hr | 2.7048 | 4.0572 | Specific East African resource constant
4 | LAB-002 | General labourer | Labour | 0.3 | hr | 0.7728 | 0.23184 | Specific East African resource constant
5 | PLT-018 | Electrical/ICT test instruments | Plant & Tools | 0.03 | day | 38.6399 | 1.1592 | Specific East African resource constant
6 | SUB-014 | BMS installation and commissioning | Subcontractor | 0.003 | item | 3863.9876 | 11.592 | Verify local quotation / authority charge
|  | Materials Total |  |  |  |  | 201.9165
|  | Labour Total |  |  |  |  | 4.289
|  | Plant & Subcontract Total |  |  |  |  | 12.7512
|  | Direct Resource Cost |  |  |  |  | 218.9567
|  | Transport / Carriage | 5% of materials |  |  |  | 10.0958 | Adjust for haul distance
|  | Small Tools, Water & Sundries | 2.5% of labour + plant |  |  |  | 0.426 | Traditional allowance
|  | PRIME COST |  |  |  |  | 229.4786
|  | Contractor Overheads | 10% |  |  |  | 22.9479 | Editable allowance
|  | Contractor Profit | 10% |  |  |  | 25.2426 | Editable allowance
|  | RATE PER BOQ UNIT | nr |  |  |  | 277.6691 | Excluding VAT
Note | Quantities are standard estimating constants and must be adjusted for specification, method, location and supplier quotations.
DETAILED RATE ANALYSIS — EAST AFRICAN QS FORMAT
Module / Ref | MODULE 7 | 55.03 | [5 empty] | MODULE 7¦55.03
BOQ Item | Supply and install natural smoke-ventilation shafts, dampers and controls
Unit | nr | Pricing basis | Nairobi, Kenya — Sep 2026 | Currency | USD | VAT | Excluded
No. | Code | Resource Description | Category | Qty / BOQ Unit | Resource Unit | Rate (USD) | Amount (USD) | Remarks
1 | MAT-137 | Fire-alarm I/O module / relay | Material | 1 | nr | 95.5178 | 95.5178 | Discipline-specific East African resource allowance
2 | MAT-076 | Fire detector / call point / sounder | Material | 0.25 | nr | 67.6584 | 16.9146 | Discipline-specific East African resource allowance
3 | LAB-018 | Fire-systems technician | Labour | 2 | hr | 2.7048 | 5.4096 | Discipline-specific East African resource allowance
4 | LAB-002 | General labourer | Labour | 0.5 | hr | 0.7728 | 0.3864 | Discipline-specific East African resource allowance
5 | PLT-018 | Electrical/ICT test instruments | Plant & Tools | 0.05 | day | 38.6399 | 1.932 | Discipline-specific East African resource allowance
6 | SUB-007 | Fire protection installation | Subcontractor | 0.005 | item | 3477.5889 | 17.3879 | Discipline provisional allowance — verify quotation
|  | Materials Total |  |  |  |  | 112.4324
|  | Labour Total |  |  |  |  | 5.796
|  | Plant & Subcontract Total |  |  |  |  | 19.3199
|  | Direct Resource Cost |  |  |  |  | 137.5483
|  | Transport / Carriage | 5% of materials |  |  |  | 5.6216 | Adjust for haul distance
|  | Small Tools, Water & Sundries | 2.5% of labour + plant |  |  |  | 0.6279 | Traditional allowance
|  | PRIME COST |  |  |  |  | 143.7978
|  | Contractor Overheads | 10% |  |  |  | 14.3798 | Editable allowance
|  | Contractor Profit | 10% |  |  |  | 15.8178 | Editable allowance
|  | RATE PER BOQ UNIT | nr |  |  |  | 173.9954 | Excluding VAT
Note | Quantities are standard estimating constants and must be adjusted for specification, method, location and supplier quotations.
DETAILED RATE ANALYSIS — EAST AFRICAN QS FORMAT
Module / Ref | MODULE 7 | 55.04 | [5 empty] | MODULE 7¦55.04
BOQ Item | Supply and install mechanical smoke-extract fans and ductwork
Unit | nr | Pricing basis | Nairobi, Kenya — Sep 2026 | Currency | USD | VAT | Excluded
No. | Code | Resource Description | Category | Qty / BOQ Unit | Resource Unit | Rate (USD) | Amount (USD) | Remarks
1 | MAT-070 | Ventilation / extract fan | Material | 1 | nr | 397.9907 | 397.9907 | East African productivity / consumption constant
2 | MAT-002 | Ancillary fittings, supports, fixings and connection materials | Material | 0.2 | item | 40.5719 | 8.1144 | East African productivity / consumption constant
3 | LAB-017 | HVAC/refrigeration technician | Labour | 6 | hr | 2.898 | 17.3879 | East African productivity / consumption constant
4 | LAB-002 | General labourer | Labour | 2 | hr | 0.7728 | 1.5456 | East African productivity / consumption constant
5 | PLT-020 | Scissor lift / MEWP | Plant & Tools | 0.03 | day | 154.5595 | 4.6368 | East African productivity / consumption constant
6 | SUB-005 | Mechanical / HVAC installation | Subcontractor | 0.02 | item | 5795.9815 | 115.9196 | Verify supplier/subcontract quotation
|  | Materials Total |  |  |  |  | 406.1051
|  | Labour Total |  |  |  |  | 18.9335
|  | Plant & Subcontract Total |  |  |  |  | 120.5564
|  | Direct Resource Cost |  |  |  |  | 545.5951
|  | Transport / Carriage | 5% of materials |  |  |  | 20.3053 | Adjust for haul distance
|  | Small Tools, Water & Sundries | 2.5% of labour + plant |  |  |  | 3.4872 | Traditional allowance
|  | PRIME COST |  |  |  |  | 569.3876
|  | Contractor Overheads | 10% |  |  |  | 56.9388 | Editable allowance
|  | Contractor Profit | 10% |  |  |  | 62.6326 | Editable allowance
|  | RATE PER BOQ UNIT | nr |  |  |  | 688.9589 | Excluding VAT
Note | Quantities are standard estimating constants and must be adjusted for specification, method, location and supplier quotations.
DETAILED RATE ANALYSIS — EAST AFRICAN QS FORMAT
Module / Ref | MODULE 7 | 55.05 | [5 empty] | MODULE 7¦55.05
BOQ Item | Supply and install stair and lobby pressurisation fans and dampers
Unit | nr | Pricing basis | Nairobi, Kenya — Sep 2026 | Currency | USD | VAT | Excluded
No. | Code | Resource Description | Category | Qty / BOQ Unit | Resource Unit | Rate (USD) | Amount (USD) | Remarks
1 | MAT-070 | Ventilation / extract fan | Material | 1 | nr | 397.9907 | 397.9907 | East African productivity / consumption constant
2 | MAT-002 | Ancillary fittings, supports, fixings and connection materials | Material | 0.2 | item | 40.5719 | 8.1144 | East African productivity / consumption constant
3 | LAB-017 | HVAC/refrigeration technician | Labour | 6 | hr | 2.898 | 17.3879 | East African productivity / consumption constant
4 | LAB-002 | General labourer | Labour | 2 | hr | 0.7728 | 1.5456 | East African productivity / consumption constant
5 | PLT-020 | Scissor lift / MEWP | Plant & Tools | 0.03 | day | 154.5595 | 4.6368 | East African productivity / consumption constant
6 | SUB-005 | Mechanical / HVAC installation | Subcontractor | 0.02 | item | 5795.9815 | 115.9196 | Verify supplier/subcontract quotation
|  | Materials Total |  |  |  |  | 406.1051
|  | Labour Total |  |  |  |  | 18.9335
|  | Plant & Subcontract Total |  |  |  |  | 120.5564
|  | Direct Resource Cost |  |  |  |  | 545.5951
|  | Transport / Carriage | 5% of materials |  |  |  | 20.3053 | Adjust for haul distance
|  | Small Tools, Water & Sundries | 2.5% of labour + plant |  |  |  | 3.4872 | Traditional allowance
|  | PRIME COST |  |  |  |  | 569.3876
|  | Contractor Overheads | 10% |  |  |  | 56.9388 | Editable allowance
|  | Contractor Profit | 10% |  |  |  | 62.6326 | Editable allowance
|  | RATE PER BOQ UNIT | nr |  |  |  | 688.9589 | Excluding VAT
Note | Quantities are standard estimating constants and must be adjusted for specification, method, location and supplier quotations.
DETAILED RATE ANALYSIS — EAST AFRICAN QS FORMAT
Module / Ref | MODULE 7 | 55.06 | [5 empty] | MODULE 7¦55.06
BOQ Item | Supply and install smoke curtains and barriers, including controls
Unit | nr | Pricing basis | Nairobi, Kenya — Sep 2026 | Currency | USD | VAT | Excluded
No. | Code | Resource Description | Category | Qty / BOQ Unit | Resource Unit | Rate (USD) | Amount (USD) | Remarks
1 | MAT-098 | Curtain system complete | Material | 1 | nr | 202.8594 | 202.8594 | East African productivity / consumption constant
2 | MAT-002 | Ancillary fittings, supports, fixings and connection materials | Material | 0.1 | item | 40.5719 | 4.0572 | East African productivity / consumption constant
3 | LAB-005 | Carpenter / joiner | Labour | 1.5 | hr | 1.7388 | 2.6082 | East African productivity / consumption constant
4 | LAB-002 | General labourer | Labour | 0.5 | hr | 0.7728 | 0.3864 | East African productivity / consumption constant
5 | PLT-016 | Small tools & consumables (allowance) | Plant & Tools | 0.05 | hr | 0.5796 | 0.02898 | East African productivity / consumption constant
6 | SUB-019 | Interior styling and decoration | Subcontractor | 0.01 | item | 1931.9938 | 19.3199 | Verify supplier/subcontract quotation
|  | Materials Total |  |  |  |  | 206.9165
|  | Labour Total |  |  |  |  | 2.9946
|  | Plant & Subcontract Total |  |  |  |  | 19.3489
|  | Direct Resource Cost |  |  |  |  | 229.26
|  | Transport / Carriage | 5% of materials |  |  |  | 10.3458 | Adjust for haul distance
|  | Small Tools, Water & Sundries | 2.5% of labour + plant |  |  |  | 0.55859 | Traditional allowance
|  | PRIME COST |  |  |  |  | 240.1645
|  | Contractor Overheads | 10% |  |  |  | 24.0164 | Editable allowance
|  | Contractor Profit | 10% |  |  |  | 26.4181 | Editable allowance
|  | RATE PER BOQ UNIT | nr |  |  |  | 290.599 | Excluding VAT
Note | Quantities are standard estimating constants and must be adjusted for specification, method, location and supplier quotations.
DETAILED RATE ANALYSIS — EAST AFRICAN QS FORMAT
Module / Ref | MODULE 7 | 55.07 | [5 empty] | MODULE 7¦55.07
BOQ Item | Supply and install fire and smoke dampers within ductwork
Unit | nr | Pricing basis | Nairobi, Kenya — Sep 2026 | Currency | USD | VAT | Excluded
No. | Code | Resource Description | Category | Qty / BOQ Unit | Resource Unit | Rate (USD) | Amount (USD) | Remarks
1 | MAT-137 | Fire-alarm I/O module / relay | Material | 1 | nr | 95.5178 | 95.5178 | Discipline-specific East African resource allowance
2 | MAT-076 | Fire detector / call point / sounder | Material | 0.25 | nr | 67.6584 | 16.9146 | Discipline-specific East African resource allowance
3 | LAB-018 | Fire-systems technician | Labour | 2 | hr | 2.7048 | 5.4096 | Discipline-specific East African resource allowance
4 | LAB-002 | General labourer | Labour | 0.5 | hr | 0.7728 | 0.3864 | Discipline-specific East African resource allowance
5 | PLT-018 | Electrical/ICT test instruments | Plant & Tools | 0.05 | day | 38.6399 | 1.932 | Discipline-specific East African resource allowance
6 | SUB-007 | Fire protection installation | Subcontractor | 0.005 | item | 3477.5889 | 17.3879 | Discipline provisional allowance — verify quotation
|  | Materials Total |  |  |  |  | 112.4324
|  | Labour Total |  |  |  |  | 5.796
|  | Plant & Subcontract Total |  |  |  |  | 19.3199
|  | Direct Resource Cost |  |  |  |  | 137.5483
|  | Transport / Carriage | 5% of materials |  |  |  | 5.6216 | Adjust for haul distance
|  | Small Tools, Water & Sundries | 2.5% of labour + plant |  |  |  | 0.6279 | Traditional allowance
|  | PRIME COST |  |  |  |  | 143.7978
|  | Contractor Overheads | 10% |  |  |  | 14.3798 | Editable allowance
|  | Contractor Profit | 10% |  |  |  | 15.8178 | Editable allowance
|  | RATE PER BOQ UNIT | nr |  |  |  | 173.9954 | Excluding VAT
Note | Quantities are standard estimating constants and must be adjusted for specification, method, location and supplier quotations.
DETAILED RATE ANALYSIS — EAST AFRICAN QS FORMAT
Module / Ref | MODULE 7 | 55.08 | [5 empty] | MODULE 7¦55.08
BOQ Item | Carry out smoke-control cause-and-effect and performance testing
Unit | nr | Pricing basis | Nairobi, Kenya — Sep 2026 | Currency | USD | VAT | Excluded
No. | Code | Resource Description | Category | Qty / BOQ Unit | Resource Unit | Rate (USD) | Amount (USD) | Remarks
1 | MAT-002 | Ancillary fittings, supports, fixings and connection materials | Material | 0 | item | 40.5719 | 0 | Specific East African resource constant
2 | MAT-113 | Survey monitoring instrument/target | Material | 0.1 | nr | 119.3972 | 11.9397 | Specific East African resource constant
3 | LAB-018 | Fire-systems technician | Labour | 4 | hr | 2.7048 | 10.8192 | Specific East African resource constant
4 | LAB-019 | ELV/ICT/security technician | Labour | 4 | hr | 2.7048 | 10.8192 | Specific East African resource constant
5 | PLT-018 | Electrical/ICT test instruments | Plant & Tools | 0.25 | day | 38.6399 | 9.66 | Specific East African resource constant
6 | SUB-009 | Testing & commissioning | Subcontractor | 0.03 | item | 579.5981 | 17.3879 | Verify local quotation / authority charge
|  | Materials Total |  |  |  |  | 11.9397
|  | Labour Total |  |  |  |  | 21.6383
|  | Plant & Subcontract Total |  |  |  |  | 27.0479
|  | Direct Resource Cost |  |  |  |  | 60.626
|  | Transport / Carriage | 5% of materials |  |  |  | 0.59699 | Adjust for haul distance
|  | Small Tools, Water & Sundries | 2.5% of labour + plant |  |  |  | 1.2172 | Traditional allowance
|  | PRIME COST |  |  |  |  | 62.4401
|  | Contractor Overheads | 10% |  |  |  | 6.244 | Editable allowance
|  | Contractor Profit | 10% |  |  |  | 6.8684 | Editable allowance
|  | RATE PER BOQ UNIT | nr |  |  |  | 75.5525 | Excluding VAT
Note | Quantities are standard estimating constants and must be adjusted for specification, method, location and supplier quotations.
DETAILED RATE ANALYSIS — EAST AFRICAN QS FORMAT
Module / Ref | MODULE 7 | 56.01 | [5 empty] | MODULE 7¦56.01
BOQ Item | Supply and install fire-stopping to service penetrations through walls and floors
Unit | nr | Pricing basis | Nairobi, Kenya — Sep 2026 | Currency | USD | VAT | Excluded
No. | Code | Resource Description | Category | Qty / BOQ Unit | Resource Unit | Rate (USD) | Amount (USD) | Remarks
1 | MAT-116 | Fire-stopping penetration seal | Material | 1 | nr | 36.5147 | 36.5147 | Specific East African resource constant
2 | MAT-002 | Ancillary fittings, supports, fixings and connection materials | Material | 0.02 | item | 40.5719 | 0.81144 | Specific East African resource constant
3 | LAB-018 | Fire-systems technician | Labour | 0.5 | hr | 2.7048 | 1.3524 | Specific East African resource constant
4 | LAB-002 | General labourer | Labour | 0.2 | hr | 0.7728 | 0.15456 | Specific East African resource constant
5 | PLT-016 | Small tools & consumables (allowance) | Plant & Tools | 0.02 | hr | 0.5796 | 0.011592 | Specific East African resource constant
6 | SUB-007 | Fire protection installation | Subcontractor | 0.002 | item | 3477.5889 | 6.9552 | Verify local quotation / authority charge
|  | Materials Total |  |  |  |  | 37.3261
|  | Labour Total |  |  |  |  | 1.507
|  | Plant & Subcontract Total |  |  |  |  | 6.9668
|  | Direct Resource Cost |  |  |  |  | 45.7998
|  | Transport / Carriage | 5% of materials |  |  |  | 1.8663 | Adjust for haul distance
|  | Small Tools, Water & Sundries | 2.5% of labour + plant |  |  |  | 0.21184 | Traditional allowance
|  | PRIME COST |  |  |  |  | 47.878
|  | Contractor Overheads | 10% |  |  |  | 4.7878 | Editable allowance
|  | Contractor Profit | 10% |  |  |  | 5.2666 | Editable allowance
|  | RATE PER BOQ UNIT | nr |  |  |  | 57.9324 | Excluding VAT
Note | Quantities are standard estimating constants and must be adjusted for specification, method, location and supplier quotations.
DETAILED RATE ANALYSIS — EAST AFRICAN QS FORMAT
Module / Ref | MODULE 7 | 56.02 | [5 empty] | MODULE 7¦56.02
BOQ Item | Supply and install linear and movement-joint fire seals
Unit | m | Pricing basis | Nairobi, Kenya — Sep 2026 | Currency | USD | VAT | Excluded
No. | Code | Resource Description | Category | Qty / BOQ Unit | Resource Unit | Rate (USD) | Amount (USD) | Remarks
1 | MAT-002 | Ancillary fittings, supports, fixings and connection materials | Material | 0.05 | item | 40.5719 | 2.0286 | East African productivity / consumption constant
2 | MAT-001 | Specified item / equipment (compliance / BIM item) | Material | 0.01 | item | 405.7187 | 4.0572 | Verify supplier/subcontract quotation
3 | LAB-003 | Skilled labourer | Labour | 0.25 | hr | 1.1592 | 0.2898 | East African productivity / consumption constant
4 | LAB-002 | General labourer | Labour | 0.12 | hr | 0.7728 | 0.092736 | East African productivity / consumption constant
5 | PLT-016 | Small tools & consumables (allowance) | Plant & Tools | 0.05 | hr | 0.5796 | 0.02898 | East African productivity / consumption constant
6 | SUB-001 | Testing / commissioning allowance | Subcontractor | 0 | item | 193.1994 | 0 | Verify supplier/subcontract quotation
|  | Materials Total |  |  |  |  | 6.0858
|  | Labour Total |  |  |  |  | 0.38253
|  | Plant & Subcontract Total |  |  |  |  | 0.02898
|  | Direct Resource Cost |  |  |  |  | 6.4973
|  | Transport / Carriage | 5% of materials |  |  |  | 0.30429 | Adjust for haul distance
|  | Small Tools, Water & Sundries | 2.5% of labour + plant |  |  |  | 0.010288 | Traditional allowance
|  | PRIME COST |  |  |  |  | 6.8119
|  | Contractor Overheads | 10% |  |  |  | 0.68119 | Editable allowance
|  | Contractor Profit | 10% |  |  |  | 0.74931 | Editable allowance
|  | RATE PER BOQ UNIT | m |  |  |  | 8.2424 | Excluding VAT
Note | Quantities are standard estimating constants and must be adjusted for specification, method, location and supplier quotations.
DETAILED RATE ANALYSIS — EAST AFRICAN QS FORMAT
Module / Ref | MODULE 7 | 56.03 | [5 empty] | MODULE 7¦56.03
BOQ Item | Supply and install fire-rated dampers, collars and sleeves to penetrations
Unit | nr | Pricing basis | Nairobi, Kenya — Sep 2026 | Currency | USD | VAT | Excluded
No. | Code | Resource Description | Category | Qty / BOQ Unit | Resource Unit | Rate (USD) | Amount (USD) | Remarks
1 | MAT-137 | Fire-alarm I/O module / relay | Material | 1 | nr | 95.5178 | 95.5178 | Discipline-specific East African resource allowance
2 | MAT-076 | Fire detector / call point / sounder | Material | 0.25 | nr | 67.6584 | 16.9146 | Discipline-specific East African resource allowance
3 | LAB-018 | Fire-systems technician | Labour | 2 | hr | 2.7048 | 5.4096 | Discipline-specific East African resource allowance
4 | LAB-002 | General labourer | Labour | 0.5 | hr | 0.7728 | 0.3864 | Discipline-specific East African resource allowance
5 | PLT-018 | Electrical/ICT test instruments | Plant & Tools | 0.05 | day | 38.6399 | 1.932 | Discipline-specific East African resource allowance
6 | SUB-007 | Fire protection installation | Subcontractor | 0.005 | item | 3477.5889 | 17.3879 | Discipline provisional allowance — verify quotation
|  | Materials Total |  |  |  |  | 112.4324
|  | Labour Total |  |  |  |  | 5.796
|  | Plant & Subcontract Total |  |  |  |  | 19.3199
|  | Direct Resource Cost |  |  |  |  | 137.5483
|  | Transport / Carriage | 5% of materials |  |  |  | 5.6216 | Adjust for haul distance
|  | Small Tools, Water & Sundries | 2.5% of labour + plant |  |  |  | 0.6279 | Traditional allowance
|  | PRIME COST |  |  |  |  | 143.7978
|  | Contractor Overheads | 10% |  |  |  | 14.3798 | Editable allowance
|  | Contractor Profit | 10% |  |  |  | 15.8178 | Editable allowance
|  | RATE PER BOQ UNIT | nr |  |  |  | 173.9954 | Excluding VAT
Note | Quantities are standard estimating constants and must be adjusted for specification, method, location and supplier quotations.
DETAILED RATE ANALYSIS — EAST AFRICAN QS FORMAT
Module / Ref | MODULE 7 | 56.04 | [5 empty] | MODULE 7¦56.04
BOQ Item | Apply intumescent or protective coating to structural steel
Unit | m² | Pricing basis | Nairobi, Kenya — Sep 2026 | Currency | USD | VAT | Excluded
No. | Code | Resource Description | Category | Qty / BOQ Unit | Resource Unit | Rate (USD) | Amount (USD) | Remarks
1 | MAT-010 | Structural steel section | Material | 0.05 | tonne | 1420.0155 | 71.0008 | East African productivity / consumption constant
2 | MAT-002 | Ancillary fittings, supports, fixings and connection materials | Material | 0.1 | item | 40.5719 | 4.0572 | East African productivity / consumption constant
3 | LAB-021 | Welder / fabricator | Labour | 2 | hr | 2.7048 | 5.4096 | East African productivity / consumption constant
4 | LAB-002 | General labourer | Labour | 1 | hr | 0.7728 | 0.7728 | East African productivity / consumption constant
5 | PLT-007 | Mobile crane, 25t | Plant & Tools | 0.02 | day | 1062.5966 | 21.2519 | East African productivity / consumption constant
6 | SUB-003 | Structural steel erection | Subcontractor | 0.1 | tonne | 270.4791 | 27.0479 | Verify supplier/subcontract quotation
|  | Materials Total |  |  |  |  | 75.058
|  | Labour Total |  |  |  |  | 6.1824
|  | Plant & Subcontract Total |  |  |  |  | 48.2998
|  | Direct Resource Cost |  |  |  |  | 129.5402
|  | Transport / Carriage | 5% of materials |  |  |  | 3.7529 | Adjust for haul distance
|  | Small Tools, Water & Sundries | 2.5% of labour + plant |  |  |  | 1.3621 | Traditional allowance
|  | PRIME COST |  |  |  |  | 134.6551
|  | Contractor Overheads | 10% |  |  |  | 13.4655 | Editable allowance
|  | Contractor Profit | 10% |  |  |  | 14.8121 | Editable allowance
|  | RATE PER BOQ UNIT | m² |  |  |  | 162.9327 | Excluding VAT
Note | Quantities are standard estimating constants and must be adjusted for specification, method, location and supplier quotations.
DETAILED RATE ANALYSIS — EAST AFRICAN QS FORMAT
Module / Ref | MODULE 7 | 56.05 | [5 empty] | MODULE 7¦56.05
BOQ Item | Supply and install fire-rated boarding and encasement to structure and shafts
Unit | m² | Pricing basis | Nairobi, Kenya — Sep 2026 | Currency | USD | VAT | Excluded
No. | Code | Resource Description | Category | Qty / BOQ Unit | Resource Unit | Rate (USD) | Amount (USD) | Remarks
1 | MAT-002 | Ancillary fittings, supports, fixings and connection materials | Material | 0.12 | item | 40.5719 | 4.8686 | East African productivity / consumption constant
2 | MAT-001 | Specified item / equipment (compliance / BIM item) | Material | 0.02 | item | 405.7187 | 8.1144 | Verify supplier/subcontract quotation
3 | LAB-003 | Skilled labourer | Labour | 0.5 | hr | 1.1592 | 0.5796 | East African productivity / consumption constant
4 | LAB-002 | General labourer | Labour | 0.25 | hr | 0.7728 | 0.1932 | East African productivity / consumption constant
5 | PLT-016 | Small tools & consumables (allowance) | Plant & Tools | 0.08 | hr | 0.5796 | 0.046368 | East African productivity / consumption constant
6 | SUB-001 | Testing / commissioning allowance | Subcontractor | 0 | item | 193.1994 | 0 | Verify supplier/subcontract quotation
|  | Materials Total |  |  |  |  | 12.983
|  | Labour Total |  |  |  |  | 0.7728
|  | Plant & Subcontract Total |  |  |  |  | 0.046368
|  | Direct Resource Cost |  |  |  |  | 13.8022
|  | Transport / Carriage | 5% of materials |  |  |  | 0.64915 | Adjust for haul distance
|  | Small Tools, Water & Sundries | 2.5% of labour + plant |  |  |  | 0.020479 | Traditional allowance
|  | PRIME COST |  |  |  |  | 14.4718
|  | Contractor Overheads | 10% |  |  |  | 1.4472 | Editable allowance
|  | Contractor Profit | 10% |  |  |  | 1.5919 | Editable allowance
|  | RATE PER BOQ UNIT | m² |  |  |  | 17.5109 | Excluding VAT
Note | Quantities are standard estimating constants and must be adjusted for specification, method, location and supplier quotations.
DETAILED RATE ANALYSIS — EAST AFRICAN QS FORMAT
Module / Ref | MODULE 7 | 56.06 | [5 empty] | MODULE 7¦56.06
BOQ Item | Supply and install cavity barriers and fire barriers within construction
Unit | m | Pricing basis | Nairobi, Kenya — Sep 2026 | Currency | USD | VAT | Excluded
No. | Code | Resource Description | Category | Qty / BOQ Unit | Resource Unit | Rate (USD) | Amount (USD) | Remarks
1 | MAT-002 | Ancillary fittings, supports, fixings and connection materials | Material | 0.05 | item | 40.5719 | 2.0286 | East African productivity / consumption constant
2 | MAT-001 | Specified item / equipment (compliance / BIM item) | Material | 0.01 | item | 405.7187 | 4.0572 | Verify supplier/subcontract quotation
3 | LAB-003 | Skilled labourer | Labour | 0.25 | hr | 1.1592 | 0.2898 | East African productivity / consumption constant
4 | LAB-002 | General labourer | Labour | 0.12 | hr | 0.7728 | 0.092736 | East African productivity / consumption constant
5 | PLT-016 | Small tools & consumables (allowance) | Plant & Tools | 0.05 | hr | 0.5796 | 0.02898 | East African productivity / consumption constant
6 | SUB-001 | Testing / commissioning allowance | Subcontractor | 0 | item | 193.1994 | 0 | Verify supplier/subcontract quotation
|  | Materials Total |  |  |  |  | 6.0858
|  | Labour Total |  |  |  |  | 0.38253
|  | Plant & Subcontract Total |  |  |  |  | 0.02898
|  | Direct Resource Cost |  |  |  |  | 6.4973
|  | Transport / Carriage | 5% of materials |  |  |  | 0.30429 | Adjust for haul distance
|  | Small Tools, Water & Sundries | 2.5% of labour + plant |  |  |  | 0.010288 | Traditional allowance
|  | PRIME COST |  |  |  |  | 6.8119
|  | Contractor Overheads | 10% |  |  |  | 0.68119 | Editable allowance
|  | Contractor Profit | 10% |  |  |  | 0.74931 | Editable allowance
|  | RATE PER BOQ UNIT | m |  |  |  | 8.2424 | Excluding VAT
Note | Quantities are standard estimating constants and must be adjusted for specification, method, location and supplier quotations.
DETAILED RATE ANALYSIS — EAST AFRICAN QS FORMAT
Module / Ref | MODULE 7 | 56.07 | [5 empty] | MODULE 7¦56.07
BOQ Item | Supply and install fire-rated access panels and hatches
Unit | nr | Pricing basis | Nairobi, Kenya — Sep 2026 | Currency | USD | VAT | Excluded
No. | Code | Resource Description | Category | Qty / BOQ Unit | Resource Unit | Rate (USD) | Amount (USD) | Remarks
1 | MAT-137 | Fire-alarm I/O module / relay | Material | 1 | nr | 95.5178 | 95.5178 | Discipline-specific East African resource allowance
2 | MAT-076 | Fire detector / call point / sounder | Material | 0.25 | nr | 67.6584 | 16.9146 | Discipline-specific East African resource allowance
3 | LAB-018 | Fire-systems technician | Labour | 2 | hr | 2.7048 | 5.4096 | Discipline-specific East African resource allowance
4 | LAB-002 | General labourer | Labour | 0.5 | hr | 0.7728 | 0.3864 | Discipline-specific East African resource allowance
5 | PLT-018 | Electrical/ICT test instruments | Plant & Tools | 0.05 | day | 38.6399 | 1.932 | Discipline-specific East African resource allowance
6 | SUB-007 | Fire protection installation | Subcontractor | 0.005 | item | 3477.5889 | 17.3879 | Discipline provisional allowance — verify quotation
|  | Materials Total |  |  |  |  | 112.4324
|  | Labour Total |  |  |  |  | 5.796
|  | Plant & Subcontract Total |  |  |  |  | 19.3199
|  | Direct Resource Cost |  |  |  |  | 137.5483
|  | Transport / Carriage | 5% of materials |  |  |  | 5.6216 | Adjust for haul distance
|  | Small Tools, Water & Sundries | 2.5% of labour + plant |  |  |  | 0.6279 | Traditional allowance
|  | PRIME COST |  |  |  |  | 143.7978
|  | Contractor Overheads | 10% |  |  |  | 14.3798 | Editable allowance
|  | Contractor Profit | 10% |  |  |  | 15.8178 | Editable allowance
|  | RATE PER BOQ UNIT | nr |  |  |  | 173.9954 | Excluding VAT
Note | Quantities are standard estimating constants and must be adjusted for specification, method, location and supplier quotations.
DETAILED RATE ANALYSIS — EAST AFRICAN QS FORMAT
Module / Ref | MODULE 7 | 56.08 | [5 empty] | MODULE 7¦56.08
BOQ Item | Provide fire-stopping identification labelling and register
Unit | nr | Pricing basis | Nairobi, Kenya — Sep 2026 | Currency | USD | VAT | Excluded
No. | Code | Resource Description | Category | Qty / BOQ Unit | Resource Unit | Rate (USD) | Amount (USD) | Remarks
1 | MAT-137 | Fire-alarm I/O module / relay | Material | 1 | nr | 95.5178 | 95.5178 | Discipline-specific East African resource allowance
2 | MAT-076 | Fire detector / call point / sounder | Material | 0.25 | nr | 67.6584 | 16.9146 | Discipline-specific East African resource allowance
3 | LAB-018 | Fire-systems technician | Labour | 2 | hr | 2.7048 | 5.4096 | Discipline-specific East African resource allowance
4 | LAB-002 | General labourer | Labour | 0.5 | hr | 0.7728 | 0.3864 | Discipline-specific East African resource allowance
5 | PLT-018 | Electrical/ICT test instruments | Plant & Tools | 0.05 | day | 38.6399 | 1.932 | Discipline-specific East African resource allowance
6 | SUB-007 | Fire protection installation | Subcontractor | 0.005 | item | 3477.5889 | 17.3879 | Discipline provisional allowance — verify quotation
|  | Materials Total |  |  |  |  | 112.4324
|  | Labour Total |  |  |  |  | 5.796
|  | Plant & Subcontract Total |  |  |  |  | 19.3199
|  | Direct Resource Cost |  |  |  |  | 137.5483
|  | Transport / Carriage | 5% of materials |  |  |  | 5.6216 | Adjust for haul distance
|  | Small Tools, Water & Sundries | 2.5% of labour + plant |  |  |  | 0.6279 | Traditional allowance
|  | PRIME COST |  |  |  |  | 143.7978
|  | Contractor Overheads | 10% |  |  |  | 14.3798 | Editable allowance
|  | Contractor Profit | 10% |  |  |  | 15.8178 | Editable allowance
|  | RATE PER BOQ UNIT | nr |  |  |  | 173.9954 | Excluding VAT
Note | Quantities are standard estimating constants and must be adjusted for specification, method, location and supplier quotations.
DETAILED RATE ANALYSIS — EAST AFRICAN QS FORMAT
Module / Ref | MODULE 7 | 57.01 | [5 empty] | MODULE 7¦57.01
BOQ Item | Supply and install portable fire extinguishers, including brackets and stands
Unit | nr | Pricing basis | Nairobi, Kenya — Sep 2026 | Currency | USD | VAT | Excluded
No. | Code | Resource Description | Category | Qty / BOQ Unit | Resource Unit | Rate (USD) | Amount (USD) | Remarks
1 | MAT-109 | Fire extinguisher and fire-point equipment | Material | 1 | nr | 95.5178 | 95.5178 | Specific East African resource constant
2 | MAT-096 | Signage / graphic panel | Material | 0.2 | nr | 121.7156 | 24.3431 | Specific East African resource constant
3 | LAB-018 | Fire-systems technician | Labour | 1 | hr | 2.7048 | 2.7048 | Specific East African resource constant
4 | LAB-002 | General labourer | Labour | 0.5 | hr | 0.7728 | 0.3864 | Specific East African resource constant
5 | PLT-016 | Small tools & consumables (allowance) | Plant & Tools | 0.1 | hr | 0.5796 | 0.05796 | Specific East African resource constant
6 | SUB-007 | Fire protection installation | Subcontractor | 0.005 | item | 3477.5889 | 17.3879 | Verify local quotation / authority charge
|  | Materials Total |  |  |  |  | 119.8609
|  | Labour Total |  |  |  |  | 3.0912
|  | Plant & Subcontract Total |  |  |  |  | 17.4459
|  | Direct Resource Cost |  |  |  |  | 140.398
|  | Transport / Carriage | 5% of materials |  |  |  | 5.993 | Adjust for haul distance
|  | Small Tools, Water & Sundries | 2.5% of labour + plant |  |  |  | 0.51343 | Traditional allowance
|  | PRIME COST |  |  |  |  | 146.9045
|  | Contractor Overheads | 10% |  |  |  | 14.6904 | Editable allowance
|  | Contractor Profit | 10% |  |  |  | 16.1595 | Editable allowance
|  | RATE PER BOQ UNIT | nr |  |  |  | 177.7544 | Excluding VAT
Note | Quantities are standard estimating constants and must be adjusted for specification, method, location and supplier quotations.
DETAILED RATE ANALYSIS — EAST AFRICAN QS FORMAT
Module / Ref | MODULE 7 | 57.02 | [5 empty] | MODULE 7¦57.02
BOQ Item | Supply and install fire blankets, including cabinets
Unit | nr | Pricing basis | Nairobi, Kenya — Sep 2026 | Currency | USD | VAT | Excluded
No. | Code | Resource Description | Category | Qty / BOQ Unit | Resource Unit | Rate (USD) | Amount (USD) | Remarks
1 | MAT-137 | Fire-alarm I/O module / relay | Material | 1 | nr | 95.5178 | 95.5178 | Discipline-specific East African resource allowance
2 | MAT-076 | Fire detector / call point / sounder | Material | 0.25 | nr | 67.6584 | 16.9146 | Discipline-specific East African resource allowance
3 | LAB-018 | Fire-systems technician | Labour | 2 | hr | 2.7048 | 5.4096 | Discipline-specific East African resource allowance
4 | LAB-002 | General labourer | Labour | 0.5 | hr | 0.7728 | 0.3864 | Discipline-specific East African resource allowance
5 | PLT-018 | Electrical/ICT test instruments | Plant & Tools | 0.05 | day | 38.6399 | 1.932 | Discipline-specific East African resource allowance
6 | SUB-007 | Fire protection installation | Subcontractor | 0.005 | item | 3477.5889 | 17.3879 | Discipline provisional allowance — verify quotation
|  | Materials Total |  |  |  |  | 112.4324
|  | Labour Total |  |  |  |  | 5.796
|  | Plant & Subcontract Total |  |  |  |  | 19.3199
|  | Direct Resource Cost |  |  |  |  | 137.5483
|  | Transport / Carriage | 5% of materials |  |  |  | 5.6216 | Adjust for haul distance
|  | Small Tools, Water & Sundries | 2.5% of labour + plant |  |  |  | 0.6279 | Traditional allowance
|  | PRIME COST |  |  |  |  | 143.7978
|  | Contractor Overheads | 10% |  |  |  | 14.3798 | Editable allowance
|  | Contractor Profit | 10% |  |  |  | 15.8178 | Editable allowance
|  | RATE PER BOQ UNIT | nr |  |  |  | 173.9954 | Excluding VAT
Note | Quantities are standard estimating constants and must be adjusted for specification, method, location and supplier quotations.
DETAILED RATE ANALYSIS — EAST AFRICAN QS FORMAT
Module / Ref | MODULE 7 | 57.03 | [5 empty] | MODULE 7¦57.03
BOQ Item | Supply and install fire-point equipment, cabinets and identification
Unit | nr | Pricing basis | Nairobi, Kenya — Sep 2026 | Currency | USD | VAT | Excluded
No. | Code | Resource Description | Category | Qty / BOQ Unit | Resource Unit | Rate (USD) | Amount (USD) | Remarks
1 | MAT-137 | Fire-alarm I/O module / relay | Material | 1 | nr | 95.5178 | 95.5178 | Discipline-specific East African resource allowance
2 | MAT-076 | Fire detector / call point / sounder | Material | 0.25 | nr | 67.6584 | 16.9146 | Discipline-specific East African resource allowance
3 | LAB-018 | Fire-systems technician | Labour | 2 | hr | 2.7048 | 5.4096 | Discipline-specific East African resource allowance
4 | LAB-002 | General labourer | Labour | 0.5 | hr | 0.7728 | 0.3864 | Discipline-specific East African resource allowance
5 | PLT-018 | Electrical/ICT test instruments | Plant & Tools | 0.05 | day | 38.6399 | 1.932 | Discipline-specific East African resource allowance
6 | SUB-007 | Fire protection installation | Subcontractor | 0.005 | item | 3477.5889 | 17.3879 | Discipline provisional allowance — verify quotation
|  | Materials Total |  |  |  |  | 112.4324
|  | Labour Total |  |  |  |  | 5.796
|  | Plant & Subcontract Total |  |  |  |  | 19.3199
|  | Direct Resource Cost |  |  |  |  | 137.5483
|  | Transport / Carriage | 5% of materials |  |  |  | 5.6216 | Adjust for haul distance
|  | Small Tools, Water & Sundries | 2.5% of labour + plant |  |  |  | 0.6279 | Traditional allowance
|  | PRIME COST |  |  |  |  | 143.7978
|  | Contractor Overheads | 10% |  |  |  | 14.3798 | Editable allowance
|  | Contractor Profit | 10% |  |  |  | 15.8178 | Editable allowance
|  | RATE PER BOQ UNIT | nr |  |  |  | 173.9954 | Excluding VAT
Note | Quantities are standard estimating constants and must be adjusted for specification, method, location and supplier quotations.
DETAILED RATE ANALYSIS — EAST AFRICAN QS FORMAT
Module / Ref | MODULE 7 | 57.04 | [5 empty] | MODULE 7¦57.04
BOQ Item | Supply and install photoluminescent and statutory fire-safety signage
Unit | nr | Pricing basis | Nairobi, Kenya — Sep 2026 | Currency | USD | VAT | Excluded
No. | Code | Resource Description | Category | Qty / BOQ Unit | Resource Unit | Rate (USD) | Amount (USD) | Remarks
1 | MAT-096 | Signage / graphic panel | Material | 1 | nr | 121.7156 | 121.7156 | East African productivity / consumption constant
2 | MAT-002 | Ancillary fittings, supports, fixings and connection materials | Material | 0.1 | item | 40.5719 | 4.0572 | East African productivity / consumption constant
3 | LAB-019 | ELV/ICT/security technician | Labour | 2 | hr | 2.7048 | 5.4096 | East African productivity / consumption constant
4 | LAB-002 | General labourer | Labour | 1 | hr | 0.7728 | 0.7728 | East African productivity / consumption constant
5 | PLT-020 | Scissor lift / MEWP | Plant & Tools | 0.02 | day | 154.5595 | 3.0912 | East African productivity / consumption constant
6 | SUB-018 | Signage/branding installation | Subcontractor | 0.02 | item | 927.357 | 18.5471 | Verify supplier/subcontract quotation
|  | Materials Total |  |  |  |  | 125.7728
|  | Labour Total |  |  |  |  | 6.1824
|  | Plant & Subcontract Total |  |  |  |  | 21.6383
|  | Direct Resource Cost |  |  |  |  | 153.5935
|  | Transport / Carriage | 5% of materials |  |  |  | 6.2886 | Adjust for haul distance
|  | Small Tools, Water & Sundries | 2.5% of labour + plant |  |  |  | 0.69552 | Traditional allowance
|  | PRIME COST |  |  |  |  | 160.5777
|  | Contractor Overheads | 10% |  |  |  | 16.0578 | Editable allowance
|  | Contractor Profit | 10% |  |  |  | 17.6635 | Editable allowance
|  | RATE PER BOQ UNIT | nr |  |  |  | 194.299 | Excluding VAT
Note | Quantities are standard estimating constants and must be adjusted for specification, method, location and supplier quotations.
DETAILED RATE ANALYSIS — EAST AFRICAN QS FORMAT
Module / Ref | MODULE 7 | 57.05 | [5 empty] | MODULE 7¦57.05
BOQ Item | Supply and install fire-action notices and assembly-point signage
Unit | nr | Pricing basis | Nairobi, Kenya — Sep 2026 | Currency | USD | VAT | Excluded
No. | Code | Resource Description | Category | Qty / BOQ Unit | Resource Unit | Rate (USD) | Amount (USD) | Remarks
1 | MAT-096 | Signage / graphic panel | Material | 1 | nr | 121.7156 | 121.7156 | East African productivity / consumption constant
2 | MAT-002 | Ancillary fittings, supports, fixings and connection materials | Material | 0.1 | item | 40.5719 | 4.0572 | East African productivity / consumption constant
3 | LAB-019 | ELV/ICT/security technician | Labour | 2 | hr | 2.7048 | 5.4096 | East African productivity / consumption constant
4 | LAB-002 | General labourer | Labour | 1 | hr | 0.7728 | 0.7728 | East African productivity / consumption constant
5 | PLT-020 | Scissor lift / MEWP | Plant & Tools | 0.02 | day | 154.5595 | 3.0912 | East African productivity / consumption constant
6 | SUB-018 | Signage/branding installation | Subcontractor | 0.02 | item | 927.357 | 18.5471 | Verify supplier/subcontract quotation
|  | Materials Total |  |  |  |  | 125.7728
|  | Labour Total |  |  |  |  | 6.1824
|  | Plant & Subcontract Total |  |  |  |  | 21.6383
|  | Direct Resource Cost |  |  |  |  | 153.5935
|  | Transport / Carriage | 5% of materials |  |  |  | 6.2886 | Adjust for haul distance
|  | Small Tools, Water & Sundries | 2.5% of labour + plant |  |  |  | 0.69552 | Traditional allowance
|  | PRIME COST |  |  |  |  | 160.5777
|  | Contractor Overheads | 10% |  |  |  | 16.0578 | Editable allowance
|  | Contractor Profit | 10% |  |  |  | 17.6635 | Editable allowance
|  | RATE PER BOQ UNIT | nr |  |  |  | 194.299 | Excluding VAT
Note | Quantities are standard estimating constants and must be adjusted for specification, method, location and supplier quotations.
DETAILED RATE ANALYSIS — EAST AFRICAN QS FORMAT
Module / Ref | MODULE 7 | 58.01 | [5 empty] | MODULE 7¦58.01
BOQ Item | Carry out integrated fire-systems cause-and-effect testing
Unit | item | Pricing basis | Nairobi, Kenya — Sep 2026 | Currency | USD | VAT | Excluded
No. | Code | Resource Description | Category | Qty / BOQ Unit | Resource Unit | Rate (USD) | Amount (USD) | Remarks
1 | MAT-002 | Ancillary fittings, supports, fixings and connection materials | Material | 0 | item | 40.5719 | 0 | Specific East African resource constant
2 | MAT-113 | Survey monitoring instrument/target | Material | 0.1 | nr | 119.3972 | 11.9397 | Specific East African resource constant
3 | LAB-018 | Fire-systems technician | Labour | 4 | hr | 2.7048 | 10.8192 | Specific East African resource constant
4 | LAB-019 | ELV/ICT/security technician | Labour | 4 | hr | 2.7048 | 10.8192 | Specific East African resource constant
5 | PLT-018 | Electrical/ICT test instruments | Plant & Tools | 0.25 | day | 38.6399 | 9.66 | Specific East African resource constant
6 | SUB-009 | Testing & commissioning | Subcontractor | 0.03 | item | 579.5981 | 17.3879 | Verify local quotation / authority charge
|  | Materials Total |  |  |  |  | 11.9397
|  | Labour Total |  |  |  |  | 21.6383
|  | Plant & Subcontract Total |  |  |  |  | 27.0479
|  | Direct Resource Cost |  |  |  |  | 60.626
|  | Transport / Carriage | 5% of materials |  |  |  | 0.59699 | Adjust for haul distance
|  | Small Tools, Water & Sundries | 2.5% of labour + plant |  |  |  | 1.2172 | Traditional allowance
|  | PRIME COST |  |  |  |  | 62.4401
|  | Contractor Overheads | 10% |  |  |  | 6.244 | Editable allowance
|  | Contractor Profit | 10% |  |  |  | 6.8684 | Editable allowance
|  | RATE PER BOQ UNIT | item |  |  |  | 75.5525 | Excluding VAT
Note | Quantities are standard estimating constants and must be adjusted for specification, method, location and supplier quotations.
DETAILED RATE ANALYSIS — EAST AFRICAN QS FORMAT
Module / Ref | MODULE 7 | 58.02 | [5 empty] | MODULE 7¦58.02
BOQ Item | Carry out detection, alarm and voice-alarm commissioning to standards
Unit | nr | Pricing basis | Nairobi, Kenya — Sep 2026 | Currency | USD | VAT | Excluded
No. | Code | Resource Description | Category | Qty / BOQ Unit | Resource Unit | Rate (USD) | Amount (USD) | Remarks
1 | MAT-137 | Fire-alarm I/O module / relay | Material | 1 | nr | 95.5178 | 95.5178 | Discipline-specific East African resource allowance
2 | MAT-076 | Fire detector / call point / sounder | Material | 0.25 | nr | 67.6584 | 16.9146 | Discipline-specific East African resource allowance
3 | LAB-018 | Fire-systems technician | Labour | 2 | hr | 2.7048 | 5.4096 | Discipline-specific East African resource allowance
4 | LAB-002 | General labourer | Labour | 0.5 | hr | 0.7728 | 0.3864 | Discipline-specific East African resource allowance
5 | PLT-018 | Electrical/ICT test instruments | Plant & Tools | 0.05 | day | 38.6399 | 1.932 | Discipline-specific East African resource allowance
6 | SUB-007 | Fire protection installation | Subcontractor | 0.005 | item | 3477.5889 | 17.3879 | Discipline provisional allowance — verify quotation
|  | Materials Total |  |  |  |  | 112.4324
|  | Labour Total |  |  |  |  | 5.796
|  | Plant & Subcontract Total |  |  |  |  | 19.3199
|  | Direct Resource Cost |  |  |  |  | 137.5483
|  | Transport / Carriage | 5% of materials |  |  |  | 5.6216 | Adjust for haul distance
|  | Small Tools, Water & Sundries | 2.5% of labour + plant |  |  |  | 0.6279 | Traditional allowance
|  | PRIME COST |  |  |  |  | 143.7978
|  | Contractor Overheads | 10% |  |  |  | 14.3798 | Editable allowance
|  | Contractor Profit | 10% |  |  |  | 15.8178 | Editable allowance
|  | RATE PER BOQ UNIT | nr |  |  |  | 173.9954 | Excluding VAT
Note | Quantities are standard estimating constants and must be adjusted for specification, method, location and supplier quotations.
DETAILED RATE ANALYSIS — EAST AFRICAN QS FORMAT
Module / Ref | MODULE 7 | 58.03 | [5 empty] | MODULE 7¦58.03
BOQ Item | Provide system-acceptance testing and client/authority witnessing
Unit | item | Pricing basis | Nairobi, Kenya — Sep 2026 | Currency | USD | VAT | Excluded
No. | Code | Resource Description | Category | Qty / BOQ Unit | Resource Unit | Rate (USD) | Amount (USD) | Remarks
1 | MAT-137 | Fire-alarm I/O module / relay | Material | 1 | nr | 95.5178 | 95.5178 | Discipline-specific East African resource allowance
2 | MAT-076 | Fire detector / call point / sounder | Material | 0.25 | nr | 67.6584 | 16.9146 | Discipline-specific East African resource allowance
3 | LAB-018 | Fire-systems technician | Labour | 2 | hr | 2.7048 | 5.4096 | Discipline-specific East African resource allowance
4 | LAB-002 | General labourer | Labour | 0.5 | hr | 0.7728 | 0.3864 | Discipline-specific East African resource allowance
5 | PLT-018 | Electrical/ICT test instruments | Plant & Tools | 0.05 | day | 38.6399 | 1.932 | Discipline-specific East African resource allowance
6 | SUB-007 | Fire protection installation | Subcontractor | 0.005 | item | 3477.5889 | 17.3879 | Discipline provisional allowance — verify quotation
|  | Materials Total |  |  |  |  | 112.4324
|  | Labour Total |  |  |  |  | 5.796
|  | Plant & Subcontract Total |  |  |  |  | 19.3199
|  | Direct Resource Cost |  |  |  |  | 137.5483
|  | Transport / Carriage | 5% of materials |  |  |  | 5.6216 | Adjust for haul distance
|  | Small Tools, Water & Sundries | 2.5% of labour + plant |  |  |  | 0.6279 | Traditional allowance
|  | PRIME COST |  |  |  |  | 143.7978
|  | Contractor Overheads | 10% |  |  |  | 14.3798 | Editable allowance
|  | Contractor Profit | 10% |  |  |  | 15.8178 | Editable allowance
|  | RATE PER BOQ UNIT | item |  |  |  | 173.9954 | Excluding VAT
Note | Quantities are standard estimating constants and must be adjusted for specification, method, location and supplier quotations.
DETAILED RATE ANALYSIS — EAST AFRICAN QS FORMAT
Module / Ref | MODULE 7 | 58.04 | [5 empty] | MODULE 7¦58.04
BOQ Item | Provide fire-alarm and suppression certificates and test schedules
Unit | item | Pricing basis | Nairobi, Kenya — Sep 2026 | Currency | USD | VAT | Excluded
No. | Code | Resource Description | Category | Qty / BOQ Unit | Resource Unit | Rate (USD) | Amount (USD) | Remarks
1 | MAT-071 | Pump set complete | Material | 1 | nr | 2785.9351 | 2785.9351 | East African productivity / consumption constant
2 | MAT-073 | Valve / control valve | Material | 3 | nr | 95.5178 | 286.5533 | East African productivity / consumption constant
3 | LAB-018 | Fire-systems technician | Labour | 12 | hr | 2.7048 | 32.4575 | East African productivity / consumption constant
4 | LAB-002 | General labourer | Labour | 4 | hr | 0.7728 | 3.0912 | East African productivity / consumption constant
5 | PLT-019 | Pipe threading/fusion equipment | Plant & Tools | 0.03 | day | 61.8238 | 1.8547 | East African productivity / consumption constant
6 | SUB-007 | Fire protection installation | Subcontractor | 0.05 | item | 3477.5889 | 173.8794 | Verify supplier/subcontract quotation
|  | Materials Total |  |  |  |  | 3072.4884
|  | Labour Total |  |  |  |  | 35.5487
|  | Plant & Subcontract Total |  |  |  |  | 175.7342
|  | Direct Resource Cost |  |  |  |  | 3283.7713
|  | Transport / Carriage | 5% of materials |  |  |  | 153.6244 | Adjust for haul distance
|  | Small Tools, Water & Sundries | 2.5% of labour + plant |  |  |  | 5.2821 | Traditional allowance
|  | PRIME COST |  |  |  |  | 3442.6777
|  | Contractor Overheads | 10% |  |  |  | 344.2678 | Editable allowance
|  | Contractor Profit | 10% |  |  |  | 378.6946 | Editable allowance
|  | RATE PER BOQ UNIT | item |  |  |  | 4165.6401 | Excluding VAT
Note | Quantities are standard estimating constants and must be adjusted for specification, method, location and supplier quotations.
DETAILED RATE ANALYSIS — EAST AFRICAN QS FORMAT
Module / Ref | MODULE 7 | 58.05 | [5 empty] | MODULE 7¦58.05
BOQ Item | Provide record or as-installed drawings, zone charts and cause-and-effect matrix
Unit | item | Pricing basis | Nairobi, Kenya — Sep 2026 | Currency | USD | VAT | Excluded
No. | Code | Resource Description | Category | Qty / BOQ Unit | Resource Unit | Rate (USD) | Amount (USD) | Remarks
1 | MAT-002 | Ancillary fittings, supports, fixings and connection materials | Material | 0 | item | 40.5719 | 0 | Specific East African resource constant
2 | MAT-113 | Survey monitoring instrument/target | Material | 0.1 | nr | 119.3972 | 11.9397 | Specific East African resource constant
3 | LAB-018 | Fire-systems technician | Labour | 4 | hr | 2.7048 | 10.8192 | Specific East African resource constant
4 | LAB-019 | ELV/ICT/security technician | Labour | 4 | hr | 2.7048 | 10.8192 | Specific East African resource constant
5 | PLT-018 | Electrical/ICT test instruments | Plant & Tools | 0.25 | day | 38.6399 | 9.66 | Specific East African resource constant
6 | SUB-009 | Testing & commissioning | Subcontractor | 0.03 | item | 579.5981 | 17.3879 | Verify local quotation / authority charge
|  | Materials Total |  |  |  |  | 11.9397
|  | Labour Total |  |  |  |  | 21.6383
|  | Plant & Subcontract Total |  |  |  |  | 27.0479
|  | Direct Resource Cost |  |  |  |  | 60.626
|  | Transport / Carriage | 5% of materials |  |  |  | 0.59699 | Adjust for haul distance
|  | Small Tools, Water & Sundries | 2.5% of labour + plant |  |  |  | 1.2172 | Traditional allowance
|  | PRIME COST |  |  |  |  | 62.4401
|  | Contractor Overheads | 10% |  |  |  | 6.244 | Editable allowance
|  | Contractor Profit | 10% |  |  |  | 6.8684 | Editable allowance
|  | RATE PER BOQ UNIT | item |  |  |  | 75.5525 | Excluding VAT
Note | Quantities are standard estimating constants and must be adjusted for specification, method, location and supplier quotations.
DETAILED RATE ANALYSIS — EAST AFRICAN QS FORMAT
Module / Ref | MODULE 7 | 58.06 | [5 empty] | MODULE 7¦58.06
BOQ Item | Provide operation and maintenance manuals and fire-safety file information
Unit | item | Pricing basis | Nairobi, Kenya — Sep 2026 | Currency | USD | VAT | Excluded
No. | Code | Resource Description | Category | Qty / BOQ Unit | Resource Unit | Rate (USD) | Amount (USD) | Remarks
1 | MAT-137 | Fire-alarm I/O module / relay | Material | 1 | nr | 95.5178 | 95.5178 | Discipline-specific East African resource allowance
2 | MAT-076 | Fire detector / call point / sounder | Material | 0.25 | nr | 67.6584 | 16.9146 | Discipline-specific East African resource allowance
3 | LAB-018 | Fire-systems technician | Labour | 2 | hr | 2.7048 | 5.4096 | Discipline-specific East African resource allowance
4 | LAB-002 | General labourer | Labour | 0.5 | hr | 0.7728 | 0.3864 | Discipline-specific East African resource allowance
5 | PLT-018 | Electrical/ICT test instruments | Plant & Tools | 0.05 | day | 38.6399 | 1.932 | Discipline-specific East African resource allowance
6 | SUB-007 | Fire protection installation | Subcontractor | 0.005 | item | 3477.5889 | 17.3879 | Discipline provisional allowance — verify quotation
|  | Materials Total |  |  |  |  | 112.4324
|  | Labour Total |  |  |  |  | 5.796
|  | Plant & Subcontract Total |  |  |  |  | 19.3199
|  | Direct Resource Cost |  |  |  |  | 137.5483
|  | Transport / Carriage | 5% of materials |  |  |  | 5.6216 | Adjust for haul distance
|  | Small Tools, Water & Sundries | 2.5% of labour + plant |  |  |  | 0.6279 | Traditional allowance
|  | PRIME COST |  |  |  |  | 143.7978
|  | Contractor Overheads | 10% |  |  |  | 14.3798 | Editable allowance
|  | Contractor Profit | 10% |  |  |  | 15.8178 | Editable allowance
|  | RATE PER BOQ UNIT | item |  |  |  | 173.9954 | Excluding VAT
Note | Quantities are standard estimating constants and must be adjusted for specification, method, location and supplier quotations.
DETAILED RATE ANALYSIS — EAST AFRICAN QS FORMAT
Module / Ref | MODULE 7 | 58.07 | [5 empty] | MODULE 7¦58.07
BOQ Item | Provide operative, responsible-person and client training
Unit | item | Pricing basis | Nairobi, Kenya — Sep 2026 | Currency | USD | VAT | Excluded
No. | Code | Resource Description | Category | Qty / BOQ Unit | Resource Unit | Rate (USD) | Amount (USD) | Remarks
1 | MAT-137 | Fire-alarm I/O module / relay | Material | 1 | nr | 95.5178 | 95.5178 | Discipline-specific East African resource allowance
2 | MAT-076 | Fire detector / call point / sounder | Material | 0.25 | nr | 67.6584 | 16.9146 | Discipline-specific East African resource allowance
3 | LAB-018 | Fire-systems technician | Labour | 2 | hr | 2.7048 | 5.4096 | Discipline-specific East African resource allowance
4 | LAB-002 | General labourer | Labour | 0.5 | hr | 0.7728 | 0.3864 | Discipline-specific East African resource allowance
5 | PLT-018 | Electrical/ICT test instruments | Plant & Tools | 0.05 | day | 38.6399 | 1.932 | Discipline-specific East African resource allowance
6 | SUB-007 | Fire protection installation | Subcontractor | 0.005 | item | 3477.5889 | 17.3879 | Discipline provisional allowance — verify quotation
|  | Materials Total |  |  |  |  | 112.4324
|  | Labour Total |  |  |  |  | 5.796
|  | Plant & Subcontract Total |  |  |  |  | 19.3199
|  | Direct Resource Cost |  |  |  |  | 137.5483
|  | Transport / Carriage | 5% of materials |  |  |  | 5.6216 | Adjust for haul distance
|  | Small Tools, Water & Sundries | 2.5% of labour + plant |  |  |  | 0.6279 | Traditional allowance
|  | PRIME COST |  |  |  |  | 143.7978
|  | Contractor Overheads | 10% |  |  |  | 14.3798 | Editable allowance
|  | Contractor Profit | 10% |  |  |  | 15.8178 | Editable allowance
|  | RATE PER BOQ UNIT | item |  |  |  | 173.9954 | Excluding VAT
Note | Quantities are standard estimating constants and must be adjusted for specification, method, location and supplier quotations.
DETAILED RATE ANALYSIS — EAST AFRICAN QS FORMAT
Module / Ref | MODULE 8 | 59.01 | [5 empty] | MODULE 8¦59.01
BOQ Item | Supply and install comms-room equipment cabinets and racks, including PDUs
Unit | nr | Pricing basis | Nairobi, Kenya — Sep 2026 | Currency | USD | VAT | Excluded
No. | Code | Resource Description | Category | Qty / BOQ Unit | Resource Unit | Rate (USD) | Amount (USD) | Remarks
1 | MAT-132 | Equipment rack/cabinet with PDU | Material | 1 | nr | 955.1777 | 955.1777 | Specific East African resource constant
2 | MAT-135 | Copper/fibre patch lead | Material | 4 | nr | 12.1716 | 48.6862 | Specific East African resource constant
3 | LAB-019 | ELV/ICT/security technician | Labour | 4 | hr | 2.7048 | 10.8192 | Specific East African resource constant
4 | LAB-002 | General labourer | Labour | 1 | hr | 0.7728 | 0.7728 | Specific East African resource constant
5 | PLT-018 | Electrical/ICT test instruments | Plant & Tools | 0.1 | day | 38.6399 | 3.864 | Specific East African resource constant
6 | SUB-012 | CCTV installation and commissioning | Subcontractor | 0.01 | item | 1931.9938 | 19.3199 | Verify local quotation / authority charge
|  | Materials Total |  |  |  |  | 1003.864
|  | Labour Total |  |  |  |  | 11.592
|  | Plant & Subcontract Total |  |  |  |  | 23.1839
|  | Direct Resource Cost |  |  |  |  | 1038.6399
|  | Transport / Carriage | 5% of materials |  |  |  | 50.1932 | Adjust for haul distance
|  | Small Tools, Water & Sundries | 2.5% of labour + plant |  |  |  | 0.8694 | Traditional allowance
|  | PRIME COST |  |  |  |  | 1089.7025
|  | Contractor Overheads | 10% |  |  |  | 108.9702 | Editable allowance
|  | Contractor Profit | 10% |  |  |  | 119.8673 | Editable allowance
|  | RATE PER BOQ UNIT | nr |  |  |  | 1318.54 | Excluding VAT
Note | Quantities are standard estimating constants and must be adjusted for specification, method, location and supplier quotations.
DETAILED RATE ANALYSIS — EAST AFRICAN QS FORMAT
Module / Ref | MODULE 8 | 59.02 | [5 empty] | MODULE 8¦59.02
BOQ Item | Supply and install horizontal Cat6/Cat6A copper cabling to outlets, including terminations
Unit | m | Pricing basis | Nairobi, Kenya — Sep 2026 | Currency | USD | VAT | Excluded
No. | Code | Resource Description | Category | Qty / BOQ Unit | Resource Unit | Rate (USD) | Amount (USD) | Remarks
1 | MAT-108 | PPE and site-safety consumables | Material | 1 | set | 40.5719 | 40.5719 | Specific East African resource constant
2 | MAT-109 | Fire extinguisher and fire-point equipment | Material | 0.05 | nr | 95.5178 | 4.7759 | Specific East African resource constant
3 | LAB-014 | Site foreman / ganger | Labour | 2 | hr | 2.7048 | 5.4096 | Specific East African resource constant
4 | LAB-002 | General labourer | Labour | 1 | hr | 0.7728 | 0.7728 | Specific East African resource constant
5 | PLT-016 | Small tools & consumables (allowance) | Plant & Tools | 0.2 | hr | 0.5796 | 0.11592 | Specific East African resource constant
6 | SUB-020 | Statutory authority / permit fee allowance | Subcontractor | 0 | item | 579.5981 | 0 | Verify local quotation / authority charge
|  | Materials Total |  |  |  |  | 45.3478
|  | Labour Total |  |  |  |  | 6.1824
|  | Plant & Subcontract Total |  |  |  |  | 0.11592
|  | Direct Resource Cost |  |  |  |  | 51.6461
|  | Transport / Carriage | 5% of materials |  |  |  | 2.2674 | Adjust for haul distance
|  | Small Tools, Water & Sundries | 2.5% of labour + plant |  |  |  | 0.15746 | Traditional allowance
|  | PRIME COST |  |  |  |  | 54.0709
|  | Contractor Overheads | 10% |  |  |  | 5.4071 | Editable allowance
|  | Contractor Profit | 10% |  |  |  | 5.9478 | Editable allowance
|  | RATE PER BOQ UNIT | m |  |  |  | 65.4258 | Excluding VAT
Note | Quantities are standard estimating constants and must be adjusted for specification, method, location and supplier quotations.
DETAILED RATE ANALYSIS — EAST AFRICAN QS FORMAT
Module / Ref | MODULE 8 | 59.03 | [5 empty] | MODULE 8¦59.03
BOQ Item | Supply and install fibre-optic backbone cabling between comms rooms, including terminations
Unit | m | Pricing basis | Nairobi, Kenya — Sep 2026 | Currency | USD | VAT | Excluded
No. | Code | Resource Description | Category | Qty / BOQ Unit | Resource Unit | Rate (USD) | Amount (USD) | Remarks
1 | MAT-056 | Fibre-optic cable | Material | 1.05 | m | 2.84 | 2.982 | East African productivity / consumption constant
2 | MAT-053 | Cable tray / ladder complete | Material | 0.05 | m | 14.6059 | 0.73029 | East African productivity / consumption constant
3 | LAB-019 | ELV/ICT/security technician | Labour | 0.12 | hr | 2.7048 | 0.32457 | East African productivity / consumption constant
4 | LAB-002 | General labourer | Labour | 0.04 | hr | 0.7728 | 0.030912 | East African productivity / consumption constant
5 | PLT-018 | Electrical/ICT test instruments | Plant & Tools | 0.02 | day | 38.6399 | 0.7728 | East African productivity / consumption constant
6 | SUB-012 | CCTV installation and commissioning | Subcontractor | 0 | item | 1931.9938 | 0 | Verify supplier/subcontract quotation
|  | Materials Total |  |  |  |  | 3.7123
|  | Labour Total |  |  |  |  | 0.35549
|  | Plant & Subcontract Total |  |  |  |  | 0.7728
|  | Direct Resource Cost |  |  |  |  | 4.8406
|  | Transport / Carriage | 5% of materials |  |  |  | 0.18562 | Adjust for haul distance
|  | Small Tools, Water & Sundries | 2.5% of labour + plant |  |  |  | 0.028207 | Traditional allowance
|  | PRIME COST |  |  |  |  | 5.0544
|  | Contractor Overheads | 10% |  |  |  | 0.50544 | Editable allowance
|  | Contractor Profit | 10% |  |  |  | 0.55599 | Editable allowance
|  | RATE PER BOQ UNIT | m |  |  |  | 6.1159 | Excluding VAT
Note | Quantities are standard estimating constants and must be adjusted for specification, method, location and supplier quotations.
DETAILED RATE ANALYSIS — EAST AFRICAN QS FORMAT
Module / Ref | MODULE 8 | 59.04 | [5 empty] | MODULE 8¦59.04
BOQ Item | Supply and install copper backbone/riser cabling between floors
Unit | m | Pricing basis | Nairobi, Kenya — Sep 2026 | Currency | USD | VAT | Excluded
No. | Code | Resource Description | Category | Qty / BOQ Unit | Resource Unit | Rate (USD) | Amount (USD) | Remarks
1 | MAT-108 | PPE and site-safety consumables | Material | 1 | set | 40.5719 | 40.5719 | Specific East African resource constant
2 | MAT-109 | Fire extinguisher and fire-point equipment | Material | 0.05 | nr | 95.5178 | 4.7759 | Specific East African resource constant
3 | LAB-014 | Site foreman / ganger | Labour | 2 | hr | 2.7048 | 5.4096 | Specific East African resource constant
4 | LAB-002 | General labourer | Labour | 1 | hr | 0.7728 | 0.7728 | Specific East African resource constant
5 | PLT-016 | Small tools & consumables (allowance) | Plant & Tools | 0.2 | hr | 0.5796 | 0.11592 | Specific East African resource constant
6 | SUB-020 | Statutory authority / permit fee allowance | Subcontractor | 0 | item | 579.5981 | 0 | Verify local quotation / authority charge
|  | Materials Total |  |  |  |  | 45.3478
|  | Labour Total |  |  |  |  | 6.1824
|  | Plant & Subcontract Total |  |  |  |  | 0.11592
|  | Direct Resource Cost |  |  |  |  | 51.6461
|  | Transport / Carriage | 5% of materials |  |  |  | 2.2674 | Adjust for haul distance
|  | Small Tools, Water & Sundries | 2.5% of labour + plant |  |  |  | 0.15746 | Traditional allowance
|  | PRIME COST |  |  |  |  | 54.0709
|  | Contractor Overheads | 10% |  |  |  | 5.4071 | Editable allowance
|  | Contractor Profit | 10% |  |  |  | 5.9478 | Editable allowance
|  | RATE PER BOQ UNIT | m |  |  |  | 65.4258 | Excluding VAT
Note | Quantities are standard estimating constants and must be adjusted for specification, method, location and supplier quotations.
DETAILED RATE ANALYSIS — EAST AFRICAN QS FORMAT
Module / Ref | MODULE 8 | 59.05 | [5 empty] | MODULE 8¦59.05
BOQ Item | Supply and install RJ45 outlets, faceplates and modules
Unit | nr | Pricing basis | Nairobi, Kenya — Sep 2026 | Currency | USD | VAT | Excluded
No. | Code | Resource Description | Category | Qty / BOQ Unit | Resource Unit | Rate (USD) | Amount (USD) | Remarks
1 | MAT-058 | 13A socket outlet | Material | 1 | nr | 9.7372 | 9.7372 | East African productivity / consumption constant
2 | MAT-054 | PVC/galvanised conduit complete | Material | 2 | m | 2.0286 | 4.0572 | East African productivity / consumption constant
3 | LAB-010 | Electrician | Labour | 1.2 | hr | 2.5116 | 3.0139 | East African productivity / consumption constant
4 | LAB-002 | General labourer | Labour | 0.3 | hr | 0.7728 | 0.23184 | East African productivity / consumption constant
5 | PLT-018 | Electrical/ICT test instruments | Plant & Tools | 0.02 | day | 38.6399 | 0.7728 | East African productivity / consumption constant
6 | SUB-006 | Electrical installation | Subcontractor | 0 | item | 4636.7852 | 0 | Verify supplier/subcontract quotation
|  | Materials Total |  |  |  |  | 13.7944
|  | Labour Total |  |  |  |  | 3.2457
|  | Plant & Subcontract Total |  |  |  |  | 0.7728
|  | Direct Resource Cost |  |  |  |  | 17.813
|  | Transport / Carriage | 5% of materials |  |  |  | 0.68972 | Adjust for haul distance
|  | Small Tools, Water & Sundries | 2.5% of labour + plant |  |  |  | 0.10046 | Traditional allowance
|  | PRIME COST |  |  |  |  | 18.6032
|  | Contractor Overheads | 10% |  |  |  | 1.8603 | Editable allowance
|  | Contractor Profit | 10% |  |  |  | 2.0463 | Editable allowance
|  | RATE PER BOQ UNIT | nr |  |  |  | 22.5098 | Excluding VAT
Note | Quantities are standard estimating constants and must be adjusted for specification, method, location and supplier quotations.
DETAILED RATE ANALYSIS — EAST AFRICAN QS FORMAT
Module / Ref | MODULE 8 | 59.06 | [5 empty] | MODULE 8¦59.06
BOQ Item | Supply and install patch panels, fibre trays and cable management
Unit | nr | Pricing basis | Nairobi, Kenya — Sep 2026 | Currency | USD | VAT | Excluded
No. | Code | Resource Description | Category | Qty / BOQ Unit | Resource Unit | Rate (USD) | Amount (USD) | Remarks
1 | MAT-133 | Patch panel / fibre tray | Material | 1 | nr | 198.9954 | 198.9954 | Specific East African resource constant
2 | MAT-135 | Copper/fibre patch lead | Material | 4 | nr | 12.1716 | 48.6862 | Specific East African resource constant
3 | LAB-019 | ELV/ICT/security technician | Labour | 2 | hr | 2.7048 | 5.4096 | Specific East African resource constant
4 | LAB-002 | General labourer | Labour | 0.5 | hr | 0.7728 | 0.3864 | Specific East African resource constant
5 | PLT-018 | Electrical/ICT test instruments | Plant & Tools | 0.05 | day | 38.6399 | 1.932 | Specific East African resource constant
6 | SUB-012 | CCTV installation and commissioning | Subcontractor | 0.005 | item | 1931.9938 | 9.66 | Verify local quotation / authority charge
|  | Materials Total |  |  |  |  | 247.6816
|  | Labour Total |  |  |  |  | 5.796
|  | Plant & Subcontract Total |  |  |  |  | 11.592
|  | Direct Resource Cost |  |  |  |  | 265.0696
|  | Transport / Carriage | 5% of materials |  |  |  | 12.3841 | Adjust for haul distance
|  | Small Tools, Water & Sundries | 2.5% of labour + plant |  |  |  | 0.4347 | Traditional allowance
|  | PRIME COST |  |  |  |  | 277.8883
|  | Contractor Overheads | 10% |  |  |  | 27.7888 | Editable allowance
|  | Contractor Profit | 10% |  |  |  | 30.5677 | Editable allowance
|  | RATE PER BOQ UNIT | nr |  |  |  | 336.2449 | Excluding VAT
Note | Quantities are standard estimating constants and must be adjusted for specification, method, location and supplier quotations.
DETAILED RATE ANALYSIS — EAST AFRICAN QS FORMAT
Module / Ref | MODULE 8 | 59.07 | [5 empty] | MODULE 8¦59.07
BOQ Item | Supply and install copper and fibre patch leads
Unit | nr | Pricing basis | Nairobi, Kenya — Sep 2026 | Currency | USD | VAT | Excluded
No. | Code | Resource Description | Category | Qty / BOQ Unit | Resource Unit | Rate (USD) | Amount (USD) | Remarks
1 | MAT-108 | PPE and site-safety consumables | Material | 1 | set | 40.5719 | 40.5719 | Specific East African resource constant
2 | MAT-109 | Fire extinguisher and fire-point equipment | Material | 0.05 | nr | 95.5178 | 4.7759 | Specific East African resource constant
3 | LAB-014 | Site foreman / ganger | Labour | 2 | hr | 2.7048 | 5.4096 | Specific East African resource constant
4 | LAB-002 | General labourer | Labour | 1 | hr | 0.7728 | 0.7728 | Specific East African resource constant
5 | PLT-016 | Small tools & consumables (allowance) | Plant & Tools | 0.2 | hr | 0.5796 | 0.11592 | Specific East African resource constant
6 | SUB-020 | Statutory authority / permit fee allowance | Subcontractor | 0 | item | 579.5981 | 0 | Verify local quotation / authority charge
|  | Materials Total |  |  |  |  | 45.3478
|  | Labour Total |  |  |  |  | 6.1824
|  | Plant & Subcontract Total |  |  |  |  | 0.11592
|  | Direct Resource Cost |  |  |  |  | 51.6461
|  | Transport / Carriage | 5% of materials |  |  |  | 2.2674 | Adjust for haul distance
|  | Small Tools, Water & Sundries | 2.5% of labour + plant |  |  |  | 0.15746 | Traditional allowance
|  | PRIME COST |  |  |  |  | 54.0709
|  | Contractor Overheads | 10% |  |  |  | 5.4071 | Editable allowance
|  | Contractor Profit | 10% |  |  |  | 5.9478 | Editable allowance
|  | RATE PER BOQ UNIT | nr |  |  |  | 65.4258 | Excluding VAT
Note | Quantities are standard estimating constants and must be adjusted for specification, method, location and supplier quotations.
DETAILED RATE ANALYSIS — EAST AFRICAN QS FORMAT
Module / Ref | MODULE 8 | 59.08 | [5 empty] | MODULE 8¦59.08
BOQ Item | Supply and install dedicated containment (tray, trunking, conduit, basket) for comms cabling
Unit | m | Pricing basis | Nairobi, Kenya — Sep 2026 | Currency | USD | VAT | Excluded
No. | Code | Resource Description | Category | Qty / BOQ Unit | Resource Unit | Rate (USD) | Amount (USD) | Remarks
1 | MAT-104 | Cable trunking / raceway | Material | 1.05 | m | 8.1144 | 8.5201 | East African productivity / consumption constant
2 | MAT-002 | Ancillary fittings, supports, fixings and connection materials | Material | 0.02 | item | 40.5719 | 0.81144 | East African productivity / consumption constant
3 | LAB-010 | Electrician | Labour | 0.2 | hr | 2.5116 | 0.50232 | East African productivity / consumption constant
4 | LAB-002 | General labourer | Labour | 0.1 | hr | 0.7728 | 0.07728 | East African productivity / consumption constant
5 | PLT-016 | Small tools & consumables (allowance) | Plant & Tools | 0.03 | hr | 0.5796 | 0.017388 | East African productivity / consumption constant
6 | SUB-006 | Electrical installation | Subcontractor | 0 | item | 4636.7852 | 0 | Verify supplier/subcontract quotation
|  | Materials Total |  |  |  |  | 9.3315
|  | Labour Total |  |  |  |  | 0.5796
|  | Plant & Subcontract Total |  |  |  |  | 0.017388
|  | Direct Resource Cost |  |  |  |  | 9.9285
|  | Transport / Carriage | 5% of materials |  |  |  | 0.46658 | Adjust for haul distance
|  | Small Tools, Water & Sundries | 2.5% of labour + plant |  |  |  | 0.014925 | Traditional allowance
|  | PRIME COST |  |  |  |  | 10.41
|  | Contractor Overheads | 10% |  |  |  | 1.041 | Editable allowance
|  | Contractor Profit | 10% |  |  |  | 1.1451 | Editable allowance
|  | RATE PER BOQ UNIT | m |  |  |  | 12.5961 | Excluding VAT
Note | Quantities are standard estimating constants and must be adjusted for specification, method, location and supplier quotations.
DETAILED RATE ANALYSIS — EAST AFRICAN QS FORMAT
Module / Ref | MODULE 8 | 59.09 | [5 empty] | MODULE 8¦59.09
BOQ Item | Supply and install cable labelling, identification and record marking
Unit | nr | Pricing basis | Nairobi, Kenya — Sep 2026 | Currency | USD | VAT | Excluded
No. | Code | Resource Description | Category | Qty / BOQ Unit | Resource Unit | Rate (USD) | Amount (USD) | Remarks
1 | MAT-133 | Patch panel / fibre tray | Material | 1 | nr | 198.9954 | 198.9954 | Discipline-specific East African resource allowance
2 | MAT-135 | Copper/fibre patch lead | Material | 2 | nr | 12.1716 | 24.3431 | Discipline-specific East African resource allowance
3 | LAB-019 | ELV/ICT/security technician | Labour | 2 | hr | 2.7048 | 5.4096 | Discipline-specific East African resource allowance
4 | LAB-002 | General labourer | Labour | 0.5 | hr | 0.7728 | 0.3864 | Discipline-specific East African resource allowance
5 | PLT-018 | Electrical/ICT test instruments | Plant & Tools | 0.05 | day | 38.6399 | 1.932 | Discipline-specific East African resource allowance
6 | SUB-012 | CCTV installation and commissioning | Subcontractor | 0.005 | item | 1931.9938 | 9.66 | Discipline provisional allowance — verify quotation
|  | Materials Total |  |  |  |  | 223.3385
|  | Labour Total |  |  |  |  | 5.796
|  | Plant & Subcontract Total |  |  |  |  | 11.592
|  | Direct Resource Cost |  |  |  |  | 240.7264
|  | Transport / Carriage | 5% of materials |  |  |  | 11.1669 | Adjust for haul distance
|  | Small Tools, Water & Sundries | 2.5% of labour + plant |  |  |  | 0.4347 | Traditional allowance
|  | PRIME COST |  |  |  |  | 252.3281
|  | Contractor Overheads | 10% |  |  |  | 25.2328 | Editable allowance
|  | Contractor Profit | 10% |  |  |  | 27.7561 | Editable allowance
|  | RATE PER BOQ UNIT | nr |  |  |  | 305.3169 | Excluding VAT
Note | Quantities are standard estimating constants and must be adjusted for specification, method, location and supplier quotations.
DETAILED RATE ANALYSIS — EAST AFRICAN QS FORMAT
Module / Ref | MODULE 8 | 59.1 | [5 empty] | MODULE 8¦59.1
BOQ Item | Form and fire-stop comms cabling penetrations through walls and floors
Unit | nr | Pricing basis | Nairobi, Kenya — Sep 2026 | Currency | USD | VAT | Excluded
No. | Code | Resource Description | Category | Qty / BOQ Unit | Resource Unit | Rate (USD) | Amount (USD) | Remarks
1 | MAT-116 | Fire-stopping penetration seal | Material | 1 | nr | 36.5147 | 36.5147 | Specific East African resource constant
2 | MAT-002 | Ancillary fittings, supports, fixings and connection materials | Material | 0.02 | item | 40.5719 | 0.81144 | Specific East African resource constant
3 | LAB-018 | Fire-systems technician | Labour | 0.5 | hr | 2.7048 | 1.3524 | Specific East African resource constant
4 | LAB-002 | General labourer | Labour | 0.2 | hr | 0.7728 | 0.15456 | Specific East African resource constant
5 | PLT-016 | Small tools & consumables (allowance) | Plant & Tools | 0.02 | hr | 0.5796 | 0.011592 | Specific East African resource constant
6 | SUB-007 | Fire protection installation | Subcontractor | 0.002 | item | 3477.5889 | 6.9552 | Verify local quotation / authority charge
|  | Materials Total |  |  |  |  | 37.3261
|  | Labour Total |  |  |  |  | 1.507
|  | Plant & Subcontract Total |  |  |  |  | 6.9668
|  | Direct Resource Cost |  |  |  |  | 45.7998
|  | Transport / Carriage | 5% of materials |  |  |  | 1.8663 | Adjust for haul distance
|  | Small Tools, Water & Sundries | 2.5% of labour + plant |  |  |  | 0.21184 | Traditional allowance
|  | PRIME COST |  |  |  |  | 47.878
|  | Contractor Overheads | 10% |  |  |  | 4.7878 | Editable allowance
|  | Contractor Profit | 10% |  |  |  | 5.2666 | Editable allowance
|  | RATE PER BOQ UNIT | nr |  |  |  | 57.9324 | Excluding VAT
Note | Quantities are standard estimating constants and must be adjusted for specification, method, location and supplier quotations.
DETAILED RATE ANALYSIS — EAST AFRICAN QS FORMAT
Module / Ref | MODULE 8 | 60.01 | [5 empty] | MODULE 8¦60.01
BOQ Item | Supply and install core and distribution network switches
Unit | nr | Pricing basis | Nairobi, Kenya — Sep 2026 | Currency | USD | VAT | Excluded
No. | Code | Resource Description | Category | Qty / BOQ Unit | Resource Unit | Rate (USD) | Amount (USD) | Remarks
1 | MAT-059 | Lighting switch | Material | 1 | nr | 4.0572 | 4.0572 | East African productivity / consumption constant
2 | MAT-054 | PVC/galvanised conduit complete | Material | 1 | m | 2.0286 | 2.0286 | East African productivity / consumption constant
3 | LAB-010 | Electrician | Labour | 0.8 | hr | 2.5116 | 2.0093 | East African productivity / consumption constant
4 | LAB-002 | General labourer | Labour | 0.2 | hr | 0.7728 | 0.15456 | East African productivity / consumption constant
5 | PLT-018 | Electrical/ICT test instruments | Plant & Tools | 0.01 | day | 38.6399 | 0.3864 | East African productivity / consumption constant
6 | SUB-006 | Electrical installation | Subcontractor | 0 | item | 4636.7852 | 0 | Verify supplier/subcontract quotation
|  | Materials Total |  |  |  |  | 6.0858
|  | Labour Total |  |  |  |  | 2.1638
|  | Plant & Subcontract Total |  |  |  |  | 0.3864
|  | Direct Resource Cost |  |  |  |  | 8.636
|  | Transport / Carriage | 5% of materials |  |  |  | 0.30429 | Adjust for haul distance
|  | Small Tools, Water & Sundries | 2.5% of labour + plant |  |  |  | 0.063756 | Traditional allowance
|  | PRIME COST |  |  |  |  | 9.0041
|  | Contractor Overheads | 10% |  |  |  | 0.90041 | Editable allowance
|  | Contractor Profit | 10% |  |  |  | 0.99045 | Editable allowance
|  | RATE PER BOQ UNIT | nr |  |  |  | 10.8949 | Excluding VAT
Note | Quantities are standard estimating constants and must be adjusted for specification, method, location and supplier quotations.
DETAILED RATE ANALYSIS — EAST AFRICAN QS FORMAT
Module / Ref | MODULE 8 | 60.02 | [5 empty] | MODULE 8¦60.02
BOQ Item | Supply and install access-layer/edge network switches, including PoE
Unit | nr | Pricing basis | Nairobi, Kenya — Sep 2026 | Currency | USD | VAT | Excluded
No. | Code | Resource Description | Category | Qty / BOQ Unit | Resource Unit | Rate (USD) | Amount (USD) | Remarks
1 | MAT-059 | Lighting switch | Material | 1 | nr | 4.0572 | 4.0572 | East African productivity / consumption constant
2 | MAT-054 | PVC/galvanised conduit complete | Material | 1 | m | 2.0286 | 2.0286 | East African productivity / consumption constant
3 | LAB-010 | Electrician | Labour | 0.8 | hr | 2.5116 | 2.0093 | East African productivity / consumption constant
4 | LAB-002 | General labourer | Labour | 0.2 | hr | 0.7728 | 0.15456 | East African productivity / consumption constant
5 | PLT-018 | Electrical/ICT test instruments | Plant & Tools | 0.01 | day | 38.6399 | 0.3864 | East African productivity / consumption constant
6 | SUB-006 | Electrical installation | Subcontractor | 0 | item | 4636.7852 | 0 | Verify supplier/subcontract quotation
|  | Materials Total |  |  |  |  | 6.0858
|  | Labour Total |  |  |  |  | 2.1638
|  | Plant & Subcontract Total |  |  |  |  | 0.3864
|  | Direct Resource Cost |  |  |  |  | 8.636
|  | Transport / Carriage | 5% of materials |  |  |  | 0.30429 | Adjust for haul distance
|  | Small Tools, Water & Sundries | 2.5% of labour + plant |  |  |  | 0.063756 | Traditional allowance
|  | PRIME COST |  |  |  |  | 9.0041
|  | Contractor Overheads | 10% |  |  |  | 0.90041 | Editable allowance
|  | Contractor Profit | 10% |  |  |  | 0.99045 | Editable allowance
|  | RATE PER BOQ UNIT | nr |  |  |  | 10.8949 | Excluding VAT
Note | Quantities are standard estimating constants and must be adjusted for specification, method, location and supplier quotations.
DETAILED RATE ANALYSIS — EAST AFRICAN QS FORMAT
Module / Ref | MODULE 8 | 60.03 | [5 empty] | MODULE 8¦60.03
BOQ Item | Supply and install routers, firewalls and network security appliances
Unit | nr | Pricing basis | Nairobi, Kenya — Sep 2026 | Currency | USD | VAT | Excluded
No. | Code | Resource Description | Category | Qty / BOQ Unit | Resource Unit | Rate (USD) | Amount (USD) | Remarks
1 | MAT-134 | Router / firewall appliance | Material | 1 | nr | 1418.8563 | 1418.8563 | Specific East African resource constant
2 | MAT-079 | Managed PoE/network switch | Material | 1 | nr | 670.0155 | 670.0155 | Specific East African resource constant
3 | LAB-019 | ELV/ICT/security technician | Labour | 6 | hr | 2.7048 | 16.2287 | Specific East African resource constant
4 | LAB-002 | General labourer | Labour | 1 | hr | 0.7728 | 0.7728 | Specific East African resource constant
5 | PLT-018 | Electrical/ICT test instruments | Plant & Tools | 0.15 | day | 38.6399 | 5.796 | Specific East African resource constant
6 | SUB-012 | CCTV installation and commissioning | Subcontractor | 0.02 | item | 1931.9938 | 38.6399 | Verify local quotation / authority charge
|  | Materials Total |  |  |  |  | 2088.8717
|  | Labour Total |  |  |  |  | 17.0015
|  | Plant & Subcontract Total |  |  |  |  | 44.4359
|  | Direct Resource Cost |  |  |  |  | 2150.3091
|  | Transport / Carriage | 5% of materials |  |  |  | 104.4436 | Adjust for haul distance
|  | Small Tools, Water & Sundries | 2.5% of labour + plant |  |  |  | 1.5359 | Traditional allowance
|  | PRIME COST |  |  |  |  | 2256.2886
|  | Contractor Overheads | 10% |  |  |  | 225.6289 | Editable allowance
|  | Contractor Profit | 10% |  |  |  | 248.1918 | Editable allowance
|  | RATE PER BOQ UNIT | nr |  |  |  | 2730.1093 | Excluding VAT
Note | Quantities are standard estimating constants and must be adjusted for specification, method, location and supplier quotations.
DETAILED RATE ANALYSIS — EAST AFRICAN QS FORMAT
Module / Ref | MODULE 8 | 60.04 | [5 empty] | MODULE 8¦60.04
BOQ Item | Supply and install wireless LAN controllers and access points
Unit | nr | Pricing basis | Nairobi, Kenya — Sep 2026 | Currency | USD | VAT | Excluded
No. | Code | Resource Description | Category | Qty / BOQ Unit | Resource Unit | Rate (USD) | Amount (USD) | Remarks
1 | MAT-083 | BMS controller / field panel | Material | 1 | nr | 1418.8563 | 1418.8563 | East African productivity / consumption constant
2 | MAT-055 | Cat6/Cat6A data cable | Material | 10 | m | 0.97372 | 9.7372 | East African productivity / consumption constant
3 | LAB-019 | ELV/ICT/security technician | Labour | 8 | hr | 2.7048 | 21.6383 | East African productivity / consumption constant
4 | LAB-002 | General labourer | Labour | 2 | hr | 0.7728 | 1.5456 | East African productivity / consumption constant
5 | PLT-018 | Electrical/ICT test instruments | Plant & Tools | 0.2 | day | 38.6399 | 7.728 | East African productivity / consumption constant
6 | SUB-014 | BMS installation and commissioning | Subcontractor | 0.03 | item | 3863.9876 | 115.9196 | Verify supplier/subcontract quotation
|  | Materials Total |  |  |  |  | 1428.5935
|  | Labour Total |  |  |  |  | 23.1839
|  | Plant & Subcontract Total |  |  |  |  | 123.6476
|  | Direct Resource Cost |  |  |  |  | 1575.425
|  | Transport / Carriage | 5% of materials |  |  |  | 71.4297 | Adjust for haul distance
|  | Small Tools, Water & Sundries | 2.5% of labour + plant |  |  |  | 3.6708 | Traditional allowance
|  | PRIME COST |  |  |  |  | 1650.5255
|  | Contractor Overheads | 10% |  |  |  | 165.0526 | Editable allowance
|  | Contractor Profit | 10% |  |  |  | 181.5578 | Editable allowance
|  | RATE PER BOQ UNIT | nr |  |  |  | 1997.1359 | Excluding VAT
Note | Quantities are standard estimating constants and must be adjusted for specification, method, location and supplier quotations.
DETAILED RATE ANALYSIS — EAST AFRICAN QS FORMAT
Module / Ref | MODULE 8 | 60.05 | [5 empty] | MODULE 8¦60.05
BOQ Item | Supply and install network servers, storage and virtualisation hardware
Unit | nr | Pricing basis | Nairobi, Kenya — Sep 2026 | Currency | USD | VAT | Excluded
No. | Code | Resource Description | Category | Qty / BOQ Unit | Resource Unit | Rate (USD) | Amount (USD) | Remarks
1 | MAT-133 | Patch panel / fibre tray | Material | 1 | nr | 198.9954 | 198.9954 | Discipline-specific East African resource allowance
2 | MAT-135 | Copper/fibre patch lead | Material | 2 | nr | 12.1716 | 24.3431 | Discipline-specific East African resource allowance
3 | LAB-019 | ELV/ICT/security technician | Labour | 2 | hr | 2.7048 | 5.4096 | Discipline-specific East African resource allowance
4 | LAB-002 | General labourer | Labour | 0.5 | hr | 0.7728 | 0.3864 | Discipline-specific East African resource allowance
5 | PLT-018 | Electrical/ICT test instruments | Plant & Tools | 0.05 | day | 38.6399 | 1.932 | Discipline-specific East African resource allowance
6 | SUB-012 | CCTV installation and commissioning | Subcontractor | 0.005 | item | 1931.9938 | 9.66 | Discipline provisional allowance — verify quotation
|  | Materials Total |  |  |  |  | 223.3385
|  | Labour Total |  |  |  |  | 5.796
|  | Plant & Subcontract Total |  |  |  |  | 11.592
|  | Direct Resource Cost |  |  |  |  | 240.7264
|  | Transport / Carriage | 5% of materials |  |  |  | 11.1669 | Adjust for haul distance
|  | Small Tools, Water & Sundries | 2.5% of labour + plant |  |  |  | 0.4347 | Traditional allowance
|  | PRIME COST |  |  |  |  | 252.3281
|  | Contractor Overheads | 10% |  |  |  | 25.2328 | Editable allowance
|  | Contractor Profit | 10% |  |  |  | 27.7561 | Editable allowance
|  | RATE PER BOQ UNIT | nr |  |  |  | 305.3169 | Excluding VAT
Note | Quantities are standard estimating constants and must be adjusted for specification, method, location and supplier quotations.
DETAILED RATE ANALYSIS — EAST AFRICAN QS FORMAT
Module / Ref | MODULE 8 | 60.06 | [5 empty] | MODULE 8¦60.06
BOQ Item | Supply and install network management software and configuration
Unit | item | Pricing basis | Nairobi, Kenya — Sep 2026 | Currency | USD | VAT | Excluded
No. | Code | Resource Description | Category | Qty / BOQ Unit | Resource Unit | Rate (USD) | Amount (USD) | Remarks
1 | MAT-133 | Patch panel / fibre tray | Material | 1 | nr | 198.9954 | 198.9954 | Discipline-specific East African resource allowance
2 | MAT-135 | Copper/fibre patch lead | Material | 2 | nr | 12.1716 | 24.3431 | Discipline-specific East African resource allowance
3 | LAB-019 | ELV/ICT/security technician | Labour | 2 | hr | 2.7048 | 5.4096 | Discipline-specific East African resource allowance
4 | LAB-002 | General labourer | Labour | 0.5 | hr | 0.7728 | 0.3864 | Discipline-specific East African resource allowance
5 | PLT-018 | Electrical/ICT test instruments | Plant & Tools | 0.05 | day | 38.6399 | 1.932 | Discipline-specific East African resource allowance
6 | SUB-012 | CCTV installation and commissioning | Subcontractor | 0.005 | item | 1931.9938 | 9.66 | Discipline provisional allowance — verify quotation
|  | Materials Total |  |  |  |  | 223.3385
|  | Labour Total |  |  |  |  | 5.796
|  | Plant & Subcontract Total |  |  |  |  | 11.592
|  | Direct Resource Cost |  |  |  |  | 240.7264
|  | Transport / Carriage | 5% of materials |  |  |  | 11.1669 | Adjust for haul distance
|  | Small Tools, Water & Sundries | 2.5% of labour + plant |  |  |  | 0.4347 | Traditional allowance
|  | PRIME COST |  |  |  |  | 252.3281
|  | Contractor Overheads | 10% |  |  |  | 25.2328 | Editable allowance
|  | Contractor Profit | 10% |  |  |  | 27.7561 | Editable allowance
|  | RATE PER BOQ UNIT | item |  |  |  | 305.3169 | Excluding VAT
Note | Quantities are standard estimating constants and must be adjusted for specification, method, location and supplier quotations.
DETAILED RATE ANALYSIS — EAST AFRICAN QS FORMAT
Module / Ref | MODULE 8 | 60.07 | [5 empty] | MODULE 8¦60.07
BOQ Item | Supply and install UPS and power distribution to network equipment
Unit | nr | Pricing basis | Nairobi, Kenya — Sep 2026 | Currency | USD | VAT | Excluded
No. | Code | Resource Description | Category | Qty / BOQ Unit | Resource Unit | Rate (USD) | Amount (USD) | Remarks
1 | MAT-064 | UPS complete with batteries | Material | 1 | nr | 2758.8872 | 2758.8872 | East African productivity / consumption constant
2 | MAT-002 | Ancillary fittings, supports, fixings and connection materials | Material | 0.5 | item | 40.5719 | 20.2859 | East African productivity / consumption constant
3 | LAB-010 | Electrician | Labour | 12 | hr | 2.5116 | 30.1391 | East African productivity / consumption constant
4 | LAB-002 | General labourer | Labour | 4 | hr | 0.7728 | 3.0912 | East African productivity / consumption constant
5 | PLT-018 | Electrical/ICT test instruments | Plant & Tools | 0.25 | day | 38.6399 | 9.66 | East African productivity / consumption constant
6 | SUB-006 | Electrical installation | Subcontractor | 0.03 | item | 4636.7852 | 139.1036 | Verify supplier/subcontract quotation
|  | Materials Total |  |  |  |  | 2779.1731
|  | Labour Total |  |  |  |  | 33.2303
|  | Plant & Subcontract Total |  |  |  |  | 148.7635
|  | Direct Resource Cost |  |  |  |  | 2961.1669
|  | Transport / Carriage | 5% of materials |  |  |  | 138.9587 | Adjust for haul distance
|  | Small Tools, Water & Sundries | 2.5% of labour + plant |  |  |  | 4.5498 | Traditional allowance
|  | PRIME COST |  |  |  |  | 3104.6754
|  | Contractor Overheads | 10% |  |  |  | 310.4675 | Editable allowance
|  | Contractor Profit | 10% |  |  |  | 341.5143 | Editable allowance
|  | RATE PER BOQ UNIT | nr |  |  |  | 3756.6573 | Excluding VAT
Note | Quantities are standard estimating constants and must be adjusted for specification, method, location and supplier quotations.
DETAILED RATE ANALYSIS — EAST AFRICAN QS FORMAT
Module / Ref | MODULE 8 | 60.08 | [5 empty] | MODULE 8¦60.08
BOQ Item | Configure VLANs, IP addressing, QoS and network security
Unit | item | Pricing basis | Nairobi, Kenya — Sep 2026 | Currency | USD | VAT | Excluded
No. | Code | Resource Description | Category | Qty / BOQ Unit | Resource Unit | Rate (USD) | Amount (USD) | Remarks
1 | MAT-133 | Patch panel / fibre tray | Material | 1 | nr | 198.9954 | 198.9954 | Discipline-specific East African resource allowance
2 | MAT-135 | Copper/fibre patch lead | Material | 2 | nr | 12.1716 | 24.3431 | Discipline-specific East African resource allowance
3 | LAB-019 | ELV/ICT/security technician | Labour | 2 | hr | 2.7048 | 5.4096 | Discipline-specific East African resource allowance
4 | LAB-002 | General labourer | Labour | 0.5 | hr | 0.7728 | 0.3864 | Discipline-specific East African resource allowance
5 | PLT-018 | Electrical/ICT test instruments | Plant & Tools | 0.05 | day | 38.6399 | 1.932 | Discipline-specific East African resource allowance
6 | SUB-012 | CCTV installation and commissioning | Subcontractor | 0.005 | item | 1931.9938 | 9.66 | Discipline provisional allowance — verify quotation
|  | Materials Total |  |  |  |  | 223.3385
|  | Labour Total |  |  |  |  | 5.796
|  | Plant & Subcontract Total |  |  |  |  | 11.592
|  | Direct Resource Cost |  |  |  |  | 240.7264
|  | Transport / Carriage | 5% of materials |  |  |  | 11.1669 | Adjust for haul distance
|  | Small Tools, Water & Sundries | 2.5% of labour + plant |  |  |  | 0.4347 | Traditional allowance
|  | PRIME COST |  |  |  |  | 252.3281
|  | Contractor Overheads | 10% |  |  |  | 25.2328 | Editable allowance
|  | Contractor Profit | 10% |  |  |  | 27.7561 | Editable allowance
|  | RATE PER BOQ UNIT | item |  |  |  | 305.3169 | Excluding VAT
Note | Quantities are standard estimating constants and must be adjusted for specification, method, location and supplier quotations.
DETAILED RATE ANALYSIS — EAST AFRICAN QS FORMAT
Module / Ref | MODULE 8 | 60.09 | [5 empty] | MODULE 8¦60.09
BOQ Item | Carry out network commissioning and performance testing
Unit | nr | Pricing basis | Nairobi, Kenya — Sep 2026 | Currency | USD | VAT | Excluded
No. | Code | Resource Description | Category | Qty / BOQ Unit | Resource Unit | Rate (USD) | Amount (USD) | Remarks
1 | MAT-133 | Patch panel / fibre tray | Material | 1 | nr | 198.9954 | 198.9954 | Discipline-specific East African resource allowance
2 | MAT-135 | Copper/fibre patch lead | Material | 2 | nr | 12.1716 | 24.3431 | Discipline-specific East African resource allowance
3 | LAB-019 | ELV/ICT/security technician | Labour | 2 | hr | 2.7048 | 5.4096 | Discipline-specific East African resource allowance
4 | LAB-002 | General labourer | Labour | 0.5 | hr | 0.7728 | 0.3864 | Discipline-specific East African resource allowance
5 | PLT-018 | Electrical/ICT test instruments | Plant & Tools | 0.05 | day | 38.6399 | 1.932 | Discipline-specific East African resource allowance
6 | SUB-012 | CCTV installation and commissioning | Subcontractor | 0.005 | item | 1931.9938 | 9.66 | Discipline provisional allowance — verify quotation
|  | Materials Total |  |  |  |  | 223.3385
|  | Labour Total |  |  |  |  | 5.796
|  | Plant & Subcontract Total |  |  |  |  | 11.592
|  | Direct Resource Cost |  |  |  |  | 240.7264
|  | Transport / Carriage | 5% of materials |  |  |  | 11.1669 | Adjust for haul distance
|  | Small Tools, Water & Sundries | 2.5% of labour + plant |  |  |  | 0.4347 | Traditional allowance
|  | PRIME COST |  |  |  |  | 252.3281
|  | Contractor Overheads | 10% |  |  |  | 25.2328 | Editable allowance
|  | Contractor Profit | 10% |  |  |  | 27.7561 | Editable allowance
|  | RATE PER BOQ UNIT | nr |  |  |  | 305.3169 | Excluding VAT
Note | Quantities are standard estimating constants and must be adjusted for specification, method, location and supplier quotations.
DETAILED RATE ANALYSIS — EAST AFRICAN QS FORMAT
Module / Ref | MODULE 8 | 61.01 | [5 empty] | MODULE 8¦61.01
BOQ Item | Supply and install IP-PBX/telephony platform and call-management software
Unit | nr | Pricing basis | Nairobi, Kenya — Sep 2026 | Currency | USD | VAT | Excluded
No. | Code | Resource Description | Category | Qty / BOQ Unit | Resource Unit | Rate (USD) | Amount (USD) | Remarks
1 | MAT-133 | Patch panel / fibre tray | Material | 1 | nr | 198.9954 | 198.9954 | Discipline-specific East African resource allowance
2 | MAT-135 | Copper/fibre patch lead | Material | 2 | nr | 12.1716 | 24.3431 | Discipline-specific East African resource allowance
3 | LAB-019 | ELV/ICT/security technician | Labour | 2 | hr | 2.7048 | 5.4096 | Discipline-specific East African resource allowance
4 | LAB-002 | General labourer | Labour | 0.5 | hr | 0.7728 | 0.3864 | Discipline-specific East African resource allowance
5 | PLT-018 | Electrical/ICT test instruments | Plant & Tools | 0.05 | day | 38.6399 | 1.932 | Discipline-specific East African resource allowance
6 | SUB-012 | CCTV installation and commissioning | Subcontractor | 0.005 | item | 1931.9938 | 9.66 | Discipline provisional allowance — verify quotation
|  | Materials Total |  |  |  |  | 223.3385
|  | Labour Total |  |  |  |  | 5.796
|  | Plant & Subcontract Total |  |  |  |  | 11.592
|  | Direct Resource Cost |  |  |  |  | 240.7264
|  | Transport / Carriage | 5% of materials |  |  |  | 11.1669 | Adjust for haul distance
|  | Small Tools, Water & Sundries | 2.5% of labour + plant |  |  |  | 0.4347 | Traditional allowance
|  | PRIME COST |  |  |  |  | 252.3281
|  | Contractor Overheads | 10% |  |  |  | 25.2328 | Editable allowance
|  | Contractor Profit | 10% |  |  |  | 27.7561 | Editable allowance
|  | RATE PER BOQ UNIT | nr |  |  |  | 305.3169 | Excluding VAT
Note | Quantities are standard estimating constants and must be adjusted for specification, method, location and supplier quotations.
DETAILED RATE ANALYSIS — EAST AFRICAN QS FORMAT
Module / Ref | MODULE 8 | 61.02 | [5 empty] | MODULE 8¦61.02
BOQ Item | Supply and install VoIP handsets and conference units
Unit | nr | Pricing basis | Nairobi, Kenya — Sep 2026 | Currency | USD | VAT | Excluded
No. | Code | Resource Description | Category | Qty / BOQ Unit | Resource Unit | Rate (USD) | Amount (USD) | Remarks
1 | MAT-133 | Patch panel / fibre tray | Material | 1 | nr | 198.9954 | 198.9954 | Discipline-specific East African resource allowance
2 | MAT-135 | Copper/fibre patch lead | Material | 2 | nr | 12.1716 | 24.3431 | Discipline-specific East African resource allowance
3 | LAB-019 | ELV/ICT/security technician | Labour | 2 | hr | 2.7048 | 5.4096 | Discipline-specific East African resource allowance
4 | LAB-002 | General labourer | Labour | 0.5 | hr | 0.7728 | 0.3864 | Discipline-specific East African resource allowance
5 | PLT-018 | Electrical/ICT test instruments | Plant & Tools | 0.05 | day | 38.6399 | 1.932 | Discipline-specific East African resource allowance
6 | SUB-012 | CCTV installation and commissioning | Subcontractor | 0.005 | item | 1931.9938 | 9.66 | Discipline provisional allowance — verify quotation
|  | Materials Total |  |  |  |  | 223.3385
|  | Labour Total |  |  |  |  | 5.796
|  | Plant & Subcontract Total |  |  |  |  | 11.592
|  | Direct Resource Cost |  |  |  |  | 240.7264
|  | Transport / Carriage | 5% of materials |  |  |  | 11.1669 | Adjust for haul distance
|  | Small Tools, Water & Sundries | 2.5% of labour + plant |  |  |  | 0.4347 | Traditional allowance
|  | PRIME COST |  |  |  |  | 252.3281
|  | Contractor Overheads | 10% |  |  |  | 25.2328 | Editable allowance
|  | Contractor Profit | 10% |  |  |  | 27.7561 | Editable allowance
|  | RATE PER BOQ UNIT | nr |  |  |  | 305.3169 | Excluding VAT
Note | Quantities are standard estimating constants and must be adjusted for specification, method, location and supplier quotations.
DETAILED RATE ANALYSIS — EAST AFRICAN QS FORMAT
Module / Ref | MODULE 8 | 61.03 | [5 empty] | MODULE 8¦61.03
BOQ Item | Supply and install session border controllers and voice gateways
Unit | nr | Pricing basis | Nairobi, Kenya — Sep 2026 | Currency | USD | VAT | Excluded
No. | Code | Resource Description | Category | Qty / BOQ Unit | Resource Unit | Rate (USD) | Amount (USD) | Remarks
1 | MAT-083 | BMS controller / field panel | Material | 1 | nr | 1418.8563 | 1418.8563 | East African productivity / consumption constant
2 | MAT-055 | Cat6/Cat6A data cable | Material | 10 | m | 0.97372 | 9.7372 | East African productivity / consumption constant
3 | LAB-019 | ELV/ICT/security technician | Labour | 8 | hr | 2.7048 | 21.6383 | East African productivity / consumption constant
4 | LAB-002 | General labourer | Labour | 2 | hr | 0.7728 | 1.5456 | East African productivity / consumption constant
5 | PLT-018 | Electrical/ICT test instruments | Plant & Tools | 0.2 | day | 38.6399 | 7.728 | East African productivity / consumption constant
6 | SUB-014 | BMS installation and commissioning | Subcontractor | 0.03 | item | 3863.9876 | 115.9196 | Verify supplier/subcontract quotation
|  | Materials Total |  |  |  |  | 1428.5935
|  | Labour Total |  |  |  |  | 23.1839
|  | Plant & Subcontract Total |  |  |  |  | 123.6476
|  | Direct Resource Cost |  |  |  |  | 1575.425
|  | Transport / Carriage | 5% of materials |  |  |  | 71.4297 | Adjust for haul distance
|  | Small Tools, Water & Sundries | 2.5% of labour + plant |  |  |  | 3.6708 | Traditional allowance
|  | PRIME COST |  |  |  |  | 1650.5255
|  | Contractor Overheads | 10% |  |  |  | 165.0526 | Editable allowance
|  | Contractor Profit | 10% |  |  |  | 181.5578 | Editable allowance
|  | RATE PER BOQ UNIT | nr |  |  |  | 1997.1359 | Excluding VAT
Note | Quantities are standard estimating constants and must be adjusted for specification, method, location and supplier quotations.
DETAILED RATE ANALYSIS — EAST AFRICAN QS FORMAT
Module / Ref | MODULE 8 | 61.04 | [5 empty] | MODULE 8¦61.04
BOQ Item | Supply and install DECT/cordless base stations and handsets
Unit | nr | Pricing basis | Nairobi, Kenya — Sep 2026 | Currency | USD | VAT | Excluded
No. | Code | Resource Description | Category | Qty / BOQ Unit | Resource Unit | Rate (USD) | Amount (USD) | Remarks
1 | MAT-133 | Patch panel / fibre tray | Material | 1 | nr | 198.9954 | 198.9954 | Discipline-specific East African resource allowance
2 | MAT-135 | Copper/fibre patch lead | Material | 2 | nr | 12.1716 | 24.3431 | Discipline-specific East African resource allowance
3 | LAB-019 | ELV/ICT/security technician | Labour | 2 | hr | 2.7048 | 5.4096 | Discipline-specific East African resource allowance
4 | LAB-002 | General labourer | Labour | 0.5 | hr | 0.7728 | 0.3864 | Discipline-specific East African resource allowance
5 | PLT-018 | Electrical/ICT test instruments | Plant & Tools | 0.05 | day | 38.6399 | 1.932 | Discipline-specific East African resource allowance
6 | SUB-012 | CCTV installation and commissioning | Subcontractor | 0.005 | item | 1931.9938 | 9.66 | Discipline provisional allowance — verify quotation
|  | Materials Total |  |  |  |  | 223.3385
|  | Labour Total |  |  |  |  | 5.796
|  | Plant & Subcontract Total |  |  |  |  | 11.592
|  | Direct Resource Cost |  |  |  |  | 240.7264
|  | Transport / Carriage | 5% of materials |  |  |  | 11.1669 | Adjust for haul distance
|  | Small Tools, Water & Sundries | 2.5% of labour + plant |  |  |  | 0.4347 | Traditional allowance
|  | PRIME COST |  |  |  |  | 252.3281
|  | Contractor Overheads | 10% |  |  |  | 25.2328 | Editable allowance
|  | Contractor Profit | 10% |  |  |  | 27.7561 | Editable allowance
|  | RATE PER BOQ UNIT | nr |  |  |  | 305.3169 | Excluding VAT
Note | Quantities are standard estimating constants and must be adjusted for specification, method, location and supplier quotations.
DETAILED RATE ANALYSIS — EAST AFRICAN QS FORMAT
Module / Ref | MODULE 8 | 61.05 | [5 empty] | MODULE 8¦61.05
BOQ Item | Supply and install voice-recording and call-logging equipment
Unit | nr | Pricing basis | Nairobi, Kenya — Sep 2026 | Currency | USD | VAT | Excluded
No. | Code | Resource Description | Category | Qty / BOQ Unit | Resource Unit | Rate (USD) | Amount (USD) | Remarks
1 | MAT-133 | Patch panel / fibre tray | Material | 1 | nr | 198.9954 | 198.9954 | Discipline-specific East African resource allowance
2 | MAT-135 | Copper/fibre patch lead | Material | 2 | nr | 12.1716 | 24.3431 | Discipline-specific East African resource allowance
3 | LAB-019 | ELV/ICT/security technician | Labour | 2 | hr | 2.7048 | 5.4096 | Discipline-specific East African resource allowance
4 | LAB-002 | General labourer | Labour | 0.5 | hr | 0.7728 | 0.3864 | Discipline-specific East African resource allowance
5 | PLT-018 | Electrical/ICT test instruments | Plant & Tools | 0.05 | day | 38.6399 | 1.932 | Discipline-specific East African resource allowance
6 | SUB-012 | CCTV installation and commissioning | Subcontractor | 0.005 | item | 1931.9938 | 9.66 | Discipline provisional allowance — verify quotation
|  | Materials Total |  |  |  |  | 223.3385
|  | Labour Total |  |  |  |  | 5.796
|  | Plant & Subcontract Total |  |  |  |  | 11.592
|  | Direct Resource Cost |  |  |  |  | 240.7264
|  | Transport / Carriage | 5% of materials |  |  |  | 11.1669 | Adjust for haul distance
|  | Small Tools, Water & Sundries | 2.5% of labour + plant |  |  |  | 0.4347 | Traditional allowance
|  | PRIME COST |  |  |  |  | 252.3281
|  | Contractor Overheads | 10% |  |  |  | 25.2328 | Editable allowance
|  | Contractor Profit | 10% |  |  |  | 27.7561 | Editable allowance
|  | RATE PER BOQ UNIT | nr |  |  |  | 305.3169 | Excluding VAT
Note | Quantities are standard estimating constants and must be adjusted for specification, method, location and supplier quotations.
DETAILED RATE ANALYSIS — EAST AFRICAN QS FORMAT
Module / Ref | MODULE 8 | 61.06 | [5 empty] | MODULE 8¦61.06
BOQ Item | Configure numbering plan, call routing and voicemail
Unit | item | Pricing basis | Nairobi, Kenya — Sep 2026 | Currency | USD | VAT | Excluded
No. | Code | Resource Description | Category | Qty / BOQ Unit | Resource Unit | Rate (USD) | Amount (USD) | Remarks
1 | MAT-133 | Patch panel / fibre tray | Material | 1 | nr | 198.9954 | 198.9954 | Discipline-specific East African resource allowance
2 | MAT-135 | Copper/fibre patch lead | Material | 2 | nr | 12.1716 | 24.3431 | Discipline-specific East African resource allowance
3 | LAB-019 | ELV/ICT/security technician | Labour | 2 | hr | 2.7048 | 5.4096 | Discipline-specific East African resource allowance
4 | LAB-002 | General labourer | Labour | 0.5 | hr | 0.7728 | 0.3864 | Discipline-specific East African resource allowance
5 | PLT-018 | Electrical/ICT test instruments | Plant & Tools | 0.05 | day | 38.6399 | 1.932 | Discipline-specific East African resource allowance
6 | SUB-012 | CCTV installation and commissioning | Subcontractor | 0.005 | item | 1931.9938 | 9.66 | Discipline provisional allowance — verify quotation
|  | Materials Total |  |  |  |  | 223.3385
|  | Labour Total |  |  |  |  | 5.796
|  | Plant & Subcontract Total |  |  |  |  | 11.592
|  | Direct Resource Cost |  |  |  |  | 240.7264
|  | Transport / Carriage | 5% of materials |  |  |  | 11.1669 | Adjust for haul distance
|  | Small Tools, Water & Sundries | 2.5% of labour + plant |  |  |  | 0.4347 | Traditional allowance
|  | PRIME COST |  |  |  |  | 252.3281
|  | Contractor Overheads | 10% |  |  |  | 25.2328 | Editable allowance
|  | Contractor Profit | 10% |  |  |  | 27.7561 | Editable allowance
|  | RATE PER BOQ UNIT | item |  |  |  | 305.3169 | Excluding VAT
Note | Quantities are standard estimating constants and must be adjusted for specification, method, location and supplier quotations.
DETAILED RATE ANALYSIS — EAST AFRICAN QS FORMAT
Module / Ref | MODULE 8 | 61.07 | [5 empty] | MODULE 8¦61.07
BOQ Item | Carry out telephony commissioning and call testing
Unit | nr | Pricing basis | Nairobi, Kenya — Sep 2026 | Currency | USD | VAT | Excluded
No. | Code | Resource Description | Category | Qty / BOQ Unit | Resource Unit | Rate (USD) | Amount (USD) | Remarks
1 | MAT-133 | Patch panel / fibre tray | Material | 1 | nr | 198.9954 | 198.9954 | Discipline-specific East African resource allowance
2 | MAT-135 | Copper/fibre patch lead | Material | 2 | nr | 12.1716 | 24.3431 | Discipline-specific East African resource allowance
3 | LAB-019 | ELV/ICT/security technician | Labour | 2 | hr | 2.7048 | 5.4096 | Discipline-specific East African resource allowance
4 | LAB-002 | General labourer | Labour | 0.5 | hr | 0.7728 | 0.3864 | Discipline-specific East African resource allowance
5 | PLT-018 | Electrical/ICT test instruments | Plant & Tools | 0.05 | day | 38.6399 | 1.932 | Discipline-specific East African resource allowance
6 | SUB-012 | CCTV installation and commissioning | Subcontractor | 0.005 | item | 1931.9938 | 9.66 | Discipline provisional allowance — verify quotation
|  | Materials Total |  |  |  |  | 223.3385
|  | Labour Total |  |  |  |  | 5.796
|  | Plant & Subcontract Total |  |  |  |  | 11.592
|  | Direct Resource Cost |  |  |  |  | 240.7264
|  | Transport / Carriage | 5% of materials |  |  |  | 11.1669 | Adjust for haul distance
|  | Small Tools, Water & Sundries | 2.5% of labour + plant |  |  |  | 0.4347 | Traditional allowance
|  | PRIME COST |  |  |  |  | 252.3281
|  | Contractor Overheads | 10% |  |  |  | 25.2328 | Editable allowance
|  | Contractor Profit | 10% |  |  |  | 27.7561 | Editable allowance
|  | RATE PER BOQ UNIT | nr |  |  |  | 305.3169 | Excluding VAT
Note | Quantities are standard estimating constants and must be adjusted for specification, method, location and supplier quotations.
DETAILED RATE ANALYSIS — EAST AFRICAN QS FORMAT
Module / Ref | MODULE 8 | 62.01 | [5 empty] | MODULE 8¦62.01
BOQ Item | Supply and install display screens, projectors and interactive panels, including mounts
Unit | nr | Pricing basis | Nairobi, Kenya — Sep 2026 | Currency | USD | VAT | Excluded
No. | Code | Resource Description | Category | Qty / BOQ Unit | Resource Unit | Rate (USD) | Amount (USD) | Remarks
1 | MAT-133 | Patch panel / fibre tray | Material | 1 | nr | 198.9954 | 198.9954 | Discipline-specific East African resource allowance
2 | MAT-135 | Copper/fibre patch lead | Material | 2 | nr | 12.1716 | 24.3431 | Discipline-specific East African resource allowance
3 | LAB-019 | ELV/ICT/security technician | Labour | 2 | hr | 2.7048 | 5.4096 | Discipline-specific East African resource allowance
4 | LAB-002 | General labourer | Labour | 0.5 | hr | 0.7728 | 0.3864 | Discipline-specific East African resource allowance
5 | PLT-018 | Electrical/ICT test instruments | Plant & Tools | 0.05 | day | 38.6399 | 1.932 | Discipline-specific East African resource allowance
6 | SUB-012 | CCTV installation and commissioning | Subcontractor | 0.005 | item | 1931.9938 | 9.66 | Discipline provisional allowance — verify quotation
|  | Materials Total |  |  |  |  | 223.3385
|  | Labour Total |  |  |  |  | 5.796
|  | Plant & Subcontract Total |  |  |  |  | 11.592
|  | Direct Resource Cost |  |  |  |  | 240.7264
|  | Transport / Carriage | 5% of materials |  |  |  | 11.1669 | Adjust for haul distance
|  | Small Tools, Water & Sundries | 2.5% of labour + plant |  |  |  | 0.4347 | Traditional allowance
|  | PRIME COST |  |  |  |  | 252.3281
|  | Contractor Overheads | 10% |  |  |  | 25.2328 | Editable allowance
|  | Contractor Profit | 10% |  |  |  | 27.7561 | Editable allowance
|  | RATE PER BOQ UNIT | nr |  |  |  | 305.3169 | Excluding VAT
Note | Quantities are standard estimating constants and must be adjusted for specification, method, location and supplier quotations.
DETAILED RATE ANALYSIS — EAST AFRICAN QS FORMAT
Module / Ref | MODULE 8 | 62.02 | [5 empty] | MODULE 8¦62.02
BOQ Item | Supply and install AV matrix switchers, extenders and signal processing
Unit | nr | Pricing basis | Nairobi, Kenya — Sep 2026 | Currency | USD | VAT | Excluded
No. | Code | Resource Description | Category | Qty / BOQ Unit | Resource Unit | Rate (USD) | Amount (USD) | Remarks
1 | MAT-059 | Lighting switch | Material | 1 | nr | 4.0572 | 4.0572 | East African productivity / consumption constant
2 | MAT-054 | PVC/galvanised conduit complete | Material | 1 | m | 2.0286 | 2.0286 | East African productivity / consumption constant
3 | LAB-010 | Electrician | Labour | 0.8 | hr | 2.5116 | 2.0093 | East African productivity / consumption constant
4 | LAB-002 | General labourer | Labour | 0.2 | hr | 0.7728 | 0.15456 | East African productivity / consumption constant
5 | PLT-018 | Electrical/ICT test instruments | Plant & Tools | 0.01 | day | 38.6399 | 0.3864 | East African productivity / consumption constant
6 | SUB-006 | Electrical installation | Subcontractor | 0 | item | 4636.7852 | 0 | Verify supplier/subcontract quotation
|  | Materials Total |  |  |  |  | 6.0858
|  | Labour Total |  |  |  |  | 2.1638
|  | Plant & Subcontract Total |  |  |  |  | 0.3864
|  | Direct Resource Cost |  |  |  |  | 8.636
|  | Transport / Carriage | 5% of materials |  |  |  | 0.30429 | Adjust for haul distance
|  | Small Tools, Water & Sundries | 2.5% of labour + plant |  |  |  | 0.063756 | Traditional allowance
|  | PRIME COST |  |  |  |  | 9.0041
|  | Contractor Overheads | 10% |  |  |  | 0.90041 | Editable allowance
|  | Contractor Profit | 10% |  |  |  | 0.99045 | Editable allowance
|  | RATE PER BOQ UNIT | nr |  |  |  | 10.8949 | Excluding VAT
Note | Quantities are standard estimating constants and must be adjusted for specification, method, location and supplier quotations.
DETAILED RATE ANALYSIS — EAST AFRICAN QS FORMAT
Module / Ref | MODULE 8 | 62.03 | [5 empty] | MODULE 8¦62.03
BOQ Item | Supply and install room audio (speakers, amplifiers, microphones)
Unit | nr | Pricing basis | Nairobi, Kenya — Sep 2026 | Currency | USD | VAT | Excluded
No. | Code | Resource Description | Category | Qty / BOQ Unit | Resource Unit | Rate (USD) | Amount (USD) | Remarks
1 | MAT-149 | Microphone / DI box / stand | Material | 1 | nr | 198.9954 | 198.9954 | Specific East African resource constant
2 | MAT-135 | Copper/fibre patch lead | Material | 1 | nr | 12.1716 | 12.1716 | Specific East African resource constant
3 | LAB-019 | ELV/ICT/security technician | Labour | 0.8 | hr | 2.7048 | 2.1638 | Specific East African resource constant
4 | LAB-002 | General labourer | Labour | 0.2 | hr | 0.7728 | 0.15456 | Specific East African resource constant
5 | PLT-018 | Electrical/ICT test instruments | Plant & Tools | 0.02 | day | 38.6399 | 0.7728 | Specific East African resource constant
6 | SUB-015 | AV/PA installation and commissioning | Subcontractor | 0.002 | item | 3091.1901 | 6.1824 | Verify local quotation / authority charge
|  | Materials Total |  |  |  |  | 211.1669
|  | Labour Total |  |  |  |  | 2.3184
|  | Plant & Subcontract Total |  |  |  |  | 6.9552
|  | Direct Resource Cost |  |  |  |  | 220.4405
|  | Transport / Carriage | 5% of materials |  |  |  | 10.5583 | Adjust for haul distance
|  | Small Tools, Water & Sundries | 2.5% of labour + plant |  |  |  | 0.23184 | Traditional allowance
|  | PRIME COST |  |  |  |  | 231.2307
|  | Contractor Overheads | 10% |  |  |  | 23.1231 | Editable allowance
|  | Contractor Profit | 10% |  |  |  | 25.4354 | Editable allowance
|  | RATE PER BOQ UNIT | nr |  |  |  | 279.7891 | Excluding VAT
Note | Quantities are standard estimating constants and must be adjusted for specification, method, location and supplier quotations.
DETAILED RATE ANALYSIS — EAST AFRICAN QS FORMAT
Module / Ref | MODULE 8 | 62.04 | [5 empty] | MODULE 8¦62.04
BOQ Item | Supply and install video-conferencing codecs, cameras and control panels
Unit | nr | Pricing basis | Nairobi, Kenya — Sep 2026 | Currency | USD | VAT | Excluded
No. | Code | Resource Description | Category | Qty / BOQ Unit | Resource Unit | Rate (USD) | Amount (USD) | Remarks
1 | MAT-077 | IP CCTV camera complete | Material | 1 | nr | 198.9954 | 198.9954 | East African productivity / consumption constant
2 | MAT-055 | Cat6/Cat6A data cable | Material | 10 | m | 0.97372 | 9.7372 | East African productivity / consumption constant
3 | LAB-019 | ELV/ICT/security technician | Labour | 2 | hr | 2.7048 | 5.4096 | East African productivity / consumption constant
4 | LAB-002 | General labourer | Labour | 0.5 | hr | 0.7728 | 0.3864 | East African productivity / consumption constant
5 | PLT-018 | Electrical/ICT test instruments | Plant & Tools | 0.05 | day | 38.6399 | 1.932 | East African productivity / consumption constant
6 | SUB-012 | CCTV installation and commissioning | Subcontractor | 0.005 | item | 1931.9938 | 9.66 | Verify supplier/subcontract quotation
|  | Materials Total |  |  |  |  | 208.7326
|  | Labour Total |  |  |  |  | 5.796
|  | Plant & Subcontract Total |  |  |  |  | 11.592
|  | Direct Resource Cost |  |  |  |  | 226.1206
|  | Transport / Carriage | 5% of materials |  |  |  | 10.4366 | Adjust for haul distance
|  | Small Tools, Water & Sundries | 2.5% of labour + plant |  |  |  | 0.4347 | Traditional allowance
|  | PRIME COST |  |  |  |  | 236.9919
|  | Contractor Overheads | 10% |  |  |  | 23.6992 | Editable allowance
|  | Contractor Profit | 10% |  |  |  | 26.0691 | Editable allowance
|  | RATE PER BOQ UNIT | nr |  |  |  | 286.7602 | Excluding VAT
Note | Quantities are standard estimating constants and must be adjusted for specification, method, location and supplier quotations.
DETAILED RATE ANALYSIS — EAST AFRICAN QS FORMAT
Module / Ref | MODULE 8 | 62.05 | [5 empty] | MODULE 8¦62.05
BOQ Item | Supply and install digital-signage players, media distribution and CMS
Unit | nr | Pricing basis | Nairobi, Kenya — Sep 2026 | Currency | USD | VAT | Excluded
No. | Code | Resource Description | Category | Qty / BOQ Unit | Resource Unit | Rate (USD) | Amount (USD) | Remarks
1 | MAT-096 | Signage / graphic panel | Material | 1 | nr | 121.7156 | 121.7156 | East African productivity / consumption constant
2 | MAT-002 | Ancillary fittings, supports, fixings and connection materials | Material | 0.1 | item | 40.5719 | 4.0572 | East African productivity / consumption constant
3 | LAB-019 | ELV/ICT/security technician | Labour | 2 | hr | 2.7048 | 5.4096 | East African productivity / consumption constant
4 | LAB-002 | General labourer | Labour | 1 | hr | 0.7728 | 0.7728 | East African productivity / consumption constant
5 | PLT-020 | Scissor lift / MEWP | Plant & Tools | 0.02 | day | 154.5595 | 3.0912 | East African productivity / consumption constant
6 | SUB-018 | Signage/branding installation | Subcontractor | 0.02 | item | 927.357 | 18.5471 | Verify supplier/subcontract quotation
|  | Materials Total |  |  |  |  | 125.7728
|  | Labour Total |  |  |  |  | 6.1824
|  | Plant & Subcontract Total |  |  |  |  | 21.6383
|  | Direct Resource Cost |  |  |  |  | 153.5935
|  | Transport / Carriage | 5% of materials |  |  |  | 6.2886 | Adjust for haul distance
|  | Small Tools, Water & Sundries | 2.5% of labour + plant |  |  |  | 0.69552 | Traditional allowance
|  | PRIME COST |  |  |  |  | 160.5777
|  | Contractor Overheads | 10% |  |  |  | 16.0578 | Editable allowance
|  | Contractor Profit | 10% |  |  |  | 17.6635 | Editable allowance
|  | RATE PER BOQ UNIT | nr |  |  |  | 194.299 | Excluding VAT
Note | Quantities are standard estimating constants and must be adjusted for specification, method, location and supplier quotations.
DETAILED RATE ANALYSIS — EAST AFRICAN QS FORMAT
Module / Ref | MODULE 8 | 62.06 | [5 empty] | MODULE 8¦62.06
BOQ Item | Supply and install AV cabling, containment and floor/wall connection plates
Unit | m | Pricing basis | Nairobi, Kenya — Sep 2026 | Currency | USD | VAT | Excluded
No. | Code | Resource Description | Category | Qty / BOQ Unit | Resource Unit | Rate (USD) | Amount (USD) | Remarks
1 | MAT-002 | Ancillary fittings, supports, fixings and connection materials | Material | 0.05 | item | 40.5719 | 2.0286 | East African productivity / consumption constant
2 | MAT-001 | Specified item / equipment (compliance / BIM item) | Material | 0.01 | item | 405.7187 | 4.0572 | Verify supplier/subcontract quotation
3 | LAB-003 | Skilled labourer | Labour | 0.25 | hr | 1.1592 | 0.2898 | East African productivity / consumption constant
4 | LAB-002 | General labourer | Labour | 0.12 | hr | 0.7728 | 0.092736 | East African productivity / consumption constant
5 | PLT-016 | Small tools & consumables (allowance) | Plant & Tools | 0.05 | hr | 0.5796 | 0.02898 | East African productivity / consumption constant
6 | SUB-001 | Testing / commissioning allowance | Subcontractor | 0 | item | 193.1994 | 0 | Verify supplier/subcontract quotation
|  | Materials Total |  |  |  |  | 6.0858
|  | Labour Total |  |  |  |  | 0.38253
|  | Plant & Subcontract Total |  |  |  |  | 0.02898
|  | Direct Resource Cost |  |  |  |  | 6.4973
|  | Transport / Carriage | 5% of materials |  |  |  | 0.30429 | Adjust for haul distance
|  | Small Tools, Water & Sundries | 2.5% of labour + plant |  |  |  | 0.010288 | Traditional allowance
|  | PRIME COST |  |  |  |  | 6.8119
|  | Contractor Overheads | 10% |  |  |  | 0.68119 | Editable allowance
|  | Contractor Profit | 10% |  |  |  | 0.74931 | Editable allowance
|  | RATE PER BOQ UNIT | m |  |  |  | 8.2424 | Excluding VAT
Note | Quantities are standard estimating constants and must be adjusted for specification, method, location and supplier quotations.
DETAILED RATE ANALYSIS — EAST AFRICAN QS FORMAT
Module / Ref | MODULE 8 | 62.07 | [5 empty] | MODULE 8¦62.07
BOQ Item | Supply and install AV control system, touch panels and programming
Unit | nr | Pricing basis | Nairobi, Kenya — Sep 2026 | Currency | USD | VAT | Excluded
No. | Code | Resource Description | Category | Qty / BOQ Unit | Resource Unit | Rate (USD) | Amount (USD) | Remarks
1 | MAT-133 | Patch panel / fibre tray | Material | 1 | nr | 198.9954 | 198.9954 | Discipline-specific East African resource allowance
2 | MAT-135 | Copper/fibre patch lead | Material | 2 | nr | 12.1716 | 24.3431 | Discipline-specific East African resource allowance
3 | LAB-019 | ELV/ICT/security technician | Labour | 2 | hr | 2.7048 | 5.4096 | Discipline-specific East African resource allowance
4 | LAB-002 | General labourer | Labour | 0.5 | hr | 0.7728 | 0.3864 | Discipline-specific East African resource allowance
5 | PLT-018 | Electrical/ICT test instruments | Plant & Tools | 0.05 | day | 38.6399 | 1.932 | Discipline-specific East African resource allowance
6 | SUB-012 | CCTV installation and commissioning | Subcontractor | 0.005 | item | 1931.9938 | 9.66 | Discipline provisional allowance — verify quotation
|  | Materials Total |  |  |  |  | 223.3385
|  | Labour Total |  |  |  |  | 5.796
|  | Plant & Subcontract Total |  |  |  |  | 11.592
|  | Direct Resource Cost |  |  |  |  | 240.7264
|  | Transport / Carriage | 5% of materials |  |  |  | 11.1669 | Adjust for haul distance
|  | Small Tools, Water & Sundries | 2.5% of labour + plant |  |  |  | 0.4347 | Traditional allowance
|  | PRIME COST |  |  |  |  | 252.3281
|  | Contractor Overheads | 10% |  |  |  | 25.2328 | Editable allowance
|  | Contractor Profit | 10% |  |  |  | 27.7561 | Editable allowance
|  | RATE PER BOQ UNIT | nr |  |  |  | 305.3169 | Excluding VAT
Note | Quantities are standard estimating constants and must be adjusted for specification, method, location and supplier quotations.
DETAILED RATE ANALYSIS — EAST AFRICAN QS FORMAT
Module / Ref | MODULE 8 | 62.08 | [5 empty] | MODULE 8¦62.08
BOQ Item | Carry out AV commissioning, calibration and user testing
Unit | nr | Pricing basis | Nairobi, Kenya — Sep 2026 | Currency | USD | VAT | Excluded
No. | Code | Resource Description | Category | Qty / BOQ Unit | Resource Unit | Rate (USD) | Amount (USD) | Remarks
1 | MAT-133 | Patch panel / fibre tray | Material | 1 | nr | 198.9954 | 198.9954 | Discipline-specific East African resource allowance
2 | MAT-135 | Copper/fibre patch lead | Material | 2 | nr | 12.1716 | 24.3431 | Discipline-specific East African resource allowance
3 | LAB-019 | ELV/ICT/security technician | Labour | 2 | hr | 2.7048 | 5.4096 | Discipline-specific East African resource allowance
4 | LAB-002 | General labourer | Labour | 0.5 | hr | 0.7728 | 0.3864 | Discipline-specific East African resource allowance
5 | PLT-018 | Electrical/ICT test instruments | Plant & Tools | 0.05 | day | 38.6399 | 1.932 | Discipline-specific East African resource allowance
6 | SUB-012 | CCTV installation and commissioning | Subcontractor | 0.005 | item | 1931.9938 | 9.66 | Discipline provisional allowance — verify quotation
|  | Materials Total |  |  |  |  | 223.3385
|  | Labour Total |  |  |  |  | 5.796
|  | Plant & Subcontract Total |  |  |  |  | 11.592
|  | Direct Resource Cost |  |  |  |  | 240.7264
|  | Transport / Carriage | 5% of materials |  |  |  | 11.1669 | Adjust for haul distance
|  | Small Tools, Water & Sundries | 2.5% of labour + plant |  |  |  | 0.4347 | Traditional allowance
|  | PRIME COST |  |  |  |  | 252.3281
|  | Contractor Overheads | 10% |  |  |  | 25.2328 | Editable allowance
|  | Contractor Profit | 10% |  |  |  | 27.7561 | Editable allowance
|  | RATE PER BOQ UNIT | nr |  |  |  | 305.3169 | Excluding VAT
Note | Quantities are standard estimating constants and must be adjusted for specification, method, location and supplier quotations.
DETAILED RATE ANALYSIS — EAST AFRICAN QS FORMAT
Module / Ref | MODULE 8 | 63.01 | [5 empty] | MODULE 8¦63.01
BOQ Item | Supply and install PA/GA control equipment and amplifiers
Unit | nr | Pricing basis | Nairobi, Kenya — Sep 2026 | Currency | USD | VAT | Excluded
No. | Code | Resource Description | Category | Qty / BOQ Unit | Resource Unit | Rate (USD) | Amount (USD) | Remarks
1 | MAT-085 | Amplifier / AV rack equipment | Material | 1 | nr | 1970.6337 | 1970.6337 | East African productivity / consumption constant
2 | MAT-055 | Cat6/Cat6A data cable | Material | 10 | m | 0.97372 | 9.7372 | East African productivity / consumption constant
3 | LAB-019 | ELV/ICT/security technician | Labour | 8 | hr | 2.7048 | 21.6383 | East African productivity / consumption constant
4 | LAB-002 | General labourer | Labour | 2 | hr | 0.7728 | 1.5456 | East African productivity / consumption constant
5 | PLT-018 | Electrical/ICT test instruments | Plant & Tools | 0.15 | day | 38.6399 | 5.796 | East African productivity / consumption constant
6 | SUB-015 | AV/PA installation and commissioning | Subcontractor | 0.03 | item | 3091.1901 | 92.7357 | Verify supplier/subcontract quotation
|  | Materials Total |  |  |  |  | 1980.3709
|  | Labour Total |  |  |  |  | 23.1839
|  | Plant & Subcontract Total |  |  |  |  | 98.5317
|  | Direct Resource Cost |  |  |  |  | 2102.0866
|  | Transport / Carriage | 5% of materials |  |  |  | 99.0185 | Adjust for haul distance
|  | Small Tools, Water & Sundries | 2.5% of labour + plant |  |  |  | 3.0429 | Traditional allowance
|  | PRIME COST |  |  |  |  | 2204.148
|  | Contractor Overheads | 10% |  |  |  | 220.4148 | Editable allowance
|  | Contractor Profit | 10% |  |  |  | 242.4563 | Editable allowance
|  | RATE PER BOQ UNIT | nr |  |  |  | 2667.0191 | Excluding VAT
Note | Quantities are standard estimating constants and must be adjusted for specification, method, location and supplier quotations.
DETAILED RATE ANALYSIS — EAST AFRICAN QS FORMAT
Module / Ref | MODULE 8 | 63.02 | [5 empty] | MODULE 8¦63.02
BOQ Item | Supply and install loudspeakers and speaker circuits, including cabling
Unit | nr | Pricing basis | Nairobi, Kenya — Sep 2026 | Currency | USD | VAT | Excluded
No. | Code | Resource Description | Category | Qty / BOQ Unit | Resource Unit | Rate (USD) | Amount (USD) | Remarks
1 | MAT-084 | Loudspeaker / AV endpoint | Material | 1 | nr | 143.2767 | 143.2767 | East African productivity / consumption constant
2 | MAT-057 | Fire-rated cable | Material | 5 | m | 2.4343 | 12.1716 | East African productivity / consumption constant
3 | LAB-019 | ELV/ICT/security technician | Labour | 1.5 | hr | 2.7048 | 4.0572 | East African productivity / consumption constant
4 | LAB-002 | General labourer | Labour | 0.3 | hr | 0.7728 | 0.23184 | East African productivity / consumption constant
5 | PLT-018 | Electrical/ICT test instruments | Plant & Tools | 0.03 | day | 38.6399 | 1.1592 | East African productivity / consumption constant
6 | SUB-015 | AV/PA installation and commissioning | Subcontractor | 0.005 | item | 3091.1901 | 15.456 | Verify supplier/subcontract quotation
|  | Materials Total |  |  |  |  | 155.4482
|  | Labour Total |  |  |  |  | 4.289
|  | Plant & Subcontract Total |  |  |  |  | 16.6151
|  | Direct Resource Cost |  |  |  |  | 176.3524
|  | Transport / Carriage | 5% of materials |  |  |  | 7.7724 | Adjust for haul distance
|  | Small Tools, Water & Sundries | 2.5% of labour + plant |  |  |  | 0.5226 | Traditional allowance
|  | PRIME COST |  |  |  |  | 184.6474
|  | Contractor Overheads | 10% |  |  |  | 18.4647 | Editable allowance
|  | Contractor Profit | 10% |  |  |  | 20.3112 | Editable allowance
|  | RATE PER BOQ UNIT | nr |  |  |  | 223.4234 | Excluding VAT
Note | Quantities are standard estimating constants and must be adjusted for specification, method, location and supplier quotations.
DETAILED RATE ANALYSIS — EAST AFRICAN QS FORMAT
Module / Ref | MODULE 8 | 63.03 | [5 empty] | MODULE 8¦63.03
BOQ Item | Supply and install paging microphones and announcement stations
Unit | nr | Pricing basis | Nairobi, Kenya — Sep 2026 | Currency | USD | VAT | Excluded
No. | Code | Resource Description | Category | Qty / BOQ Unit | Resource Unit | Rate (USD) | Amount (USD) | Remarks
1 | MAT-149 | Microphone / DI box / stand | Material | 1 | nr | 198.9954 | 198.9954 | Specific East African resource constant
2 | MAT-135 | Copper/fibre patch lead | Material | 1 | nr | 12.1716 | 12.1716 | Specific East African resource constant
3 | LAB-019 | ELV/ICT/security technician | Labour | 0.8 | hr | 2.7048 | 2.1638 | Specific East African resource constant
4 | LAB-002 | General labourer | Labour | 0.2 | hr | 0.7728 | 0.15456 | Specific East African resource constant
5 | PLT-018 | Electrical/ICT test instruments | Plant & Tools | 0.02 | day | 38.6399 | 0.7728 | Specific East African resource constant
6 | SUB-015 | AV/PA installation and commissioning | Subcontractor | 0.002 | item | 3091.1901 | 6.1824 | Verify local quotation / authority charge
|  | Materials Total |  |  |  |  | 211.1669
|  | Labour Total |  |  |  |  | 2.3184
|  | Plant & Subcontract Total |  |  |  |  | 6.9552
|  | Direct Resource Cost |  |  |  |  | 220.4405
|  | Transport / Carriage | 5% of materials |  |  |  | 10.5583 | Adjust for haul distance
|  | Small Tools, Water & Sundries | 2.5% of labour + plant |  |  |  | 0.23184 | Traditional allowance
|  | PRIME COST |  |  |  |  | 231.2307
|  | Contractor Overheads | 10% |  |  |  | 23.1231 | Editable allowance
|  | Contractor Profit | 10% |  |  |  | 25.4354 | Editable allowance
|  | RATE PER BOQ UNIT | nr |  |  |  | 279.7891 | Excluding VAT
Note | Quantities are standard estimating constants and must be adjusted for specification, method, location and supplier quotations.
DETAILED RATE ANALYSIS — EAST AFRICAN QS FORMAT
Module / Ref | MODULE 8 | 63.04 | [5 empty] | MODULE 8¦63.04
BOQ Item | Supply and install background-music sources and zone controllers
Unit | nr | Pricing basis | Nairobi, Kenya — Sep 2026 | Currency | USD | VAT | Excluded
No. | Code | Resource Description | Category | Qty / BOQ Unit | Resource Unit | Rate (USD) | Amount (USD) | Remarks
1 | MAT-083 | BMS controller / field panel | Material | 1 | nr | 1418.8563 | 1418.8563 | East African productivity / consumption constant
2 | MAT-055 | Cat6/Cat6A data cable | Material | 10 | m | 0.97372 | 9.7372 | East African productivity / consumption constant
3 | LAB-019 | ELV/ICT/security technician | Labour | 8 | hr | 2.7048 | 21.6383 | East African productivity / consumption constant
4 | LAB-002 | General labourer | Labour | 2 | hr | 0.7728 | 1.5456 | East African productivity / consumption constant
5 | PLT-018 | Electrical/ICT test instruments | Plant & Tools | 0.2 | day | 38.6399 | 7.728 | East African productivity / consumption constant
6 | SUB-014 | BMS installation and commissioning | Subcontractor | 0.03 | item | 3863.9876 | 115.9196 | Verify supplier/subcontract quotation
|  | Materials Total |  |  |  |  | 1428.5935
|  | Labour Total |  |  |  |  | 23.1839
|  | Plant & Subcontract Total |  |  |  |  | 123.6476
|  | Direct Resource Cost |  |  |  |  | 1575.425
|  | Transport / Carriage | 5% of materials |  |  |  | 71.4297 | Adjust for haul distance
|  | Small Tools, Water & Sundries | 2.5% of labour + plant |  |  |  | 3.6708 | Traditional allowance
|  | PRIME COST |  |  |  |  | 1650.5255
|  | Contractor Overheads | 10% |  |  |  | 165.0526 | Editable allowance
|  | Contractor Profit | 10% |  |  |  | 181.5578 | Editable allowance
|  | RATE PER BOQ UNIT | nr |  |  |  | 1997.1359 | Excluding VAT
Note | Quantities are standard estimating constants and must be adjusted for specification, method, location and supplier quotations.
DETAILED RATE ANALYSIS — EAST AFRICAN QS FORMAT
Module / Ref | MODULE 8 | 63.05 | [5 empty] | MODULE 8¦63.05
BOQ Item | Configure zoning, messages and priority for PA/GA
Unit | item | Pricing basis | Nairobi, Kenya — Sep 2026 | Currency | USD | VAT | Excluded
No. | Code | Resource Description | Category | Qty / BOQ Unit | Resource Unit | Rate (USD) | Amount (USD) | Remarks
1 | MAT-133 | Patch panel / fibre tray | Material | 1 | nr | 198.9954 | 198.9954 | Discipline-specific East African resource allowance
2 | MAT-135 | Copper/fibre patch lead | Material | 2 | nr | 12.1716 | 24.3431 | Discipline-specific East African resource allowance
3 | LAB-019 | ELV/ICT/security technician | Labour | 2 | hr | 2.7048 | 5.4096 | Discipline-specific East African resource allowance
4 | LAB-002 | General labourer | Labour | 0.5 | hr | 0.7728 | 0.3864 | Discipline-specific East African resource allowance
5 | PLT-018 | Electrical/ICT test instruments | Plant & Tools | 0.05 | day | 38.6399 | 1.932 | Discipline-specific East African resource allowance
6 | SUB-012 | CCTV installation and commissioning | Subcontractor | 0.005 | item | 1931.9938 | 9.66 | Discipline provisional allowance — verify quotation
|  | Materials Total |  |  |  |  | 223.3385
|  | Labour Total |  |  |  |  | 5.796
|  | Plant & Subcontract Total |  |  |  |  | 11.592
|  | Direct Resource Cost |  |  |  |  | 240.7264
|  | Transport / Carriage | 5% of materials |  |  |  | 11.1669 | Adjust for haul distance
|  | Small Tools, Water & Sundries | 2.5% of labour + plant |  |  |  | 0.4347 | Traditional allowance
|  | PRIME COST |  |  |  |  | 252.3281
|  | Contractor Overheads | 10% |  |  |  | 25.2328 | Editable allowance
|  | Contractor Profit | 10% |  |  |  | 27.7561 | Editable allowance
|  | RATE PER BOQ UNIT | item |  |  |  | 305.3169 | Excluding VAT
Note | Quantities are standard estimating constants and must be adjusted for specification, method, location and supplier quotations.
DETAILED RATE ANALYSIS — EAST AFRICAN QS FORMAT
Module / Ref | MODULE 8 | 63.06 | [5 empty] | MODULE 8¦63.06
BOQ Item | Carry out PA/GA commissioning and audibility testing
Unit | nr | Pricing basis | Nairobi, Kenya — Sep 2026 | Currency | USD | VAT | Excluded
No. | Code | Resource Description | Category | Qty / BOQ Unit | Resource Unit | Rate (USD) | Amount (USD) | Remarks
1 | MAT-133 | Patch panel / fibre tray | Material | 1 | nr | 198.9954 | 198.9954 | Discipline-specific East African resource allowance
2 | MAT-135 | Copper/fibre patch lead | Material | 2 | nr | 12.1716 | 24.3431 | Discipline-specific East African resource allowance
3 | LAB-019 | ELV/ICT/security technician | Labour | 2 | hr | 2.7048 | 5.4096 | Discipline-specific East African resource allowance
4 | LAB-002 | General labourer | Labour | 0.5 | hr | 0.7728 | 0.3864 | Discipline-specific East African resource allowance
5 | PLT-018 | Electrical/ICT test instruments | Plant & Tools | 0.05 | day | 38.6399 | 1.932 | Discipline-specific East African resource allowance
6 | SUB-012 | CCTV installation and commissioning | Subcontractor | 0.005 | item | 1931.9938 | 9.66 | Discipline provisional allowance — verify quotation
|  | Materials Total |  |  |  |  | 223.3385
|  | Labour Total |  |  |  |  | 5.796
|  | Plant & Subcontract Total |  |  |  |  | 11.592
|  | Direct Resource Cost |  |  |  |  | 240.7264
|  | Transport / Carriage | 5% of materials |  |  |  | 11.1669 | Adjust for haul distance
|  | Small Tools, Water & Sundries | 2.5% of labour + plant |  |  |  | 0.4347 | Traditional allowance
|  | PRIME COST |  |  |  |  | 252.3281
|  | Contractor Overheads | 10% |  |  |  | 25.2328 | Editable allowance
|  | Contractor Profit | 10% |  |  |  | 27.7561 | Editable allowance
|  | RATE PER BOQ UNIT | nr |  |  |  | 305.3169 | Excluding VAT
Note | Quantities are standard estimating constants and must be adjusted for specification, method, location and supplier quotations.
DETAILED RATE ANALYSIS — EAST AFRICAN QS FORMAT
Module / Ref | MODULE 8 | 64.01 | [5 empty] | MODULE 8¦64.01
BOQ Item | Supply and install audio/video door-entry panels and controllers
Unit | nr | Pricing basis | Nairobi, Kenya — Sep 2026 | Currency | USD | VAT | Excluded
No. | Code | Resource Description | Category | Qty / BOQ Unit | Resource Unit | Rate (USD) | Amount (USD) | Remarks
1 | MAT-035 | Internal flush door set | Material | 1 | nr | 97.3725 | 97.3725 | East African productivity / consumption constant
2 | MAT-027 | Ironmongery set | Material | 1 | nr | 68.9722 | 68.9722 | East African productivity / consumption constant
3 | LAB-005 | Carpenter / joiner | Labour | 3 | hr | 1.7388 | 5.2164 | East African productivity / consumption constant
4 | LAB-002 | General labourer | Labour | 1 | hr | 0.7728 | 0.7728 | East African productivity / consumption constant
5 | PLT-016 | Small tools & consumables (allowance) | Plant & Tools | 0.2 | hr | 0.5796 | 0.11592 | East African productivity / consumption constant
6 | SUB-017 | Specialist joinery installation | Subcontractor | 0.01 | item | 1391.0355 | 13.9104 | Verify supplier/subcontract quotation
|  | Materials Total |  |  |  |  | 166.3447
|  | Labour Total |  |  |  |  | 5.9892
|  | Plant & Subcontract Total |  |  |  |  | 14.0263
|  | Direct Resource Cost |  |  |  |  | 186.3601
|  | Transport / Carriage | 5% of materials |  |  |  | 8.3172 | Adjust for haul distance
|  | Small Tools, Water & Sundries | 2.5% of labour + plant |  |  |  | 0.50039 | Traditional allowance
|  | PRIME COST |  |  |  |  | 195.1777
|  | Contractor Overheads | 10% |  |  |  | 19.5178 | Editable allowance
|  | Contractor Profit | 10% |  |  |  | 21.4696 | Editable allowance
|  | RATE PER BOQ UNIT | nr |  |  |  | 236.1651 | Excluding VAT
Note | Quantities are standard estimating constants and must be adjusted for specification, method, location and supplier quotations.
DETAILED RATE ANALYSIS — EAST AFRICAN QS FORMAT
Module / Ref | MODULE 8 | 64.02 | [5 empty] | MODULE 8¦64.02
BOQ Item | Supply and install internal answering units and monitors
Unit | nr | Pricing basis | Nairobi, Kenya — Sep 2026 | Currency | USD | VAT | Excluded
No. | Code | Resource Description | Category | Qty / BOQ Unit | Resource Unit | Rate (USD) | Amount (USD) | Remarks
1 | MAT-133 | Patch panel / fibre tray | Material | 1 | nr | 198.9954 | 198.9954 | Discipline-specific East African resource allowance
2 | MAT-135 | Copper/fibre patch lead | Material | 2 | nr | 12.1716 | 24.3431 | Discipline-specific East African resource allowance
3 | LAB-019 | ELV/ICT/security technician | Labour | 2 | hr | 2.7048 | 5.4096 | Discipline-specific East African resource allowance
4 | LAB-002 | General labourer | Labour | 0.5 | hr | 0.7728 | 0.3864 | Discipline-specific East African resource allowance
5 | PLT-018 | Electrical/ICT test instruments | Plant & Tools | 0.05 | day | 38.6399 | 1.932 | Discipline-specific East African resource allowance
6 | SUB-012 | CCTV installation and commissioning | Subcontractor | 0.005 | item | 1931.9938 | 9.66 | Discipline provisional allowance — verify quotation
|  | Materials Total |  |  |  |  | 223.3385
|  | Labour Total |  |  |  |  | 5.796
|  | Plant & Subcontract Total |  |  |  |  | 11.592
|  | Direct Resource Cost |  |  |  |  | 240.7264
|  | Transport / Carriage | 5% of materials |  |  |  | 11.1669 | Adjust for haul distance
|  | Small Tools, Water & Sundries | 2.5% of labour + plant |  |  |  | 0.4347 | Traditional allowance
|  | PRIME COST |  |  |  |  | 252.3281
|  | Contractor Overheads | 10% |  |  |  | 25.2328 | Editable allowance
|  | Contractor Profit | 10% |  |  |  | 27.7561 | Editable allowance
|  | RATE PER BOQ UNIT | nr |  |  |  | 305.3169 | Excluding VAT
Note | Quantities are standard estimating constants and must be adjusted for specification, method, location and supplier quotations.
DETAILED RATE ANALYSIS — EAST AFRICAN QS FORMAT
Module / Ref | MODULE 8 | 64.03 | [5 empty] | MODULE 8¦64.03
BOQ Item | Supply and install intercom stations and help/assistance points
Unit | nr | Pricing basis | Nairobi, Kenya — Sep 2026 | Currency | USD | VAT | Excluded
No. | Code | Resource Description | Category | Qty / BOQ Unit | Resource Unit | Rate (USD) | Amount (USD) | Remarks
1 | MAT-082 | Intercom / refuge outstation | Material | 1 | nr | 238.7944 | 238.7944 | East African productivity / consumption constant
2 | MAT-055 | Cat6/Cat6A data cable | Material | 5 | m | 0.97372 | 4.8686 | East African productivity / consumption constant
3 | LAB-019 | ELV/ICT/security technician | Labour | 2 | hr | 2.7048 | 5.4096 | East African productivity / consumption constant
4 | LAB-002 | General labourer | Labour | 0.5 | hr | 0.7728 | 0.3864 | East African productivity / consumption constant
5 | PLT-018 | Electrical/ICT test instruments | Plant & Tools | 0.05 | day | 38.6399 | 1.932 | East African productivity / consumption constant
6 | SUB-013 | Access-control installation and commissioning | Subcontractor | 0.005 | item | 1931.9938 | 9.66 | Verify supplier/subcontract quotation
|  | Materials Total |  |  |  |  | 243.6631
|  | Labour Total |  |  |  |  | 5.796
|  | Plant & Subcontract Total |  |  |  |  | 11.592
|  | Direct Resource Cost |  |  |  |  | 261.051
|  | Transport / Carriage | 5% of materials |  |  |  | 12.1832 | Adjust for haul distance
|  | Small Tools, Water & Sundries | 2.5% of labour + plant |  |  |  | 0.4347 | Traditional allowance
|  | PRIME COST |  |  |  |  | 273.6689
|  | Contractor Overheads | 10% |  |  |  | 27.3669 | Editable allowance
|  | Contractor Profit | 10% |  |  |  | 30.1036 | Editable allowance
|  | RATE PER BOQ UNIT | nr |  |  |  | 331.1393 | Excluding VAT
Note | Quantities are standard estimating constants and must be adjusted for specification, method, location and supplier quotations.
DETAILED RATE ANALYSIS — EAST AFRICAN QS FORMAT
Module / Ref | MODULE 8 | 64.04 | [5 empty] | MODULE 8¦64.04
BOQ Item | Supply and install induction-loop (AFILS) amplifiers and loop cabling
Unit | m | Pricing basis | Nairobi, Kenya — Sep 2026 | Currency | USD | VAT | Excluded
No. | Code | Resource Description | Category | Qty / BOQ Unit | Resource Unit | Rate (USD) | Amount (USD) | Remarks
1 | MAT-002 | Ancillary fittings, supports, fixings and connection materials | Material | 0.05 | item | 40.5719 | 2.0286 | East African productivity / consumption constant
2 | MAT-001 | Specified item / equipment (compliance / BIM item) | Material | 0.01 | item | 405.7187 | 4.0572 | Verify supplier/subcontract quotation
3 | LAB-003 | Skilled labourer | Labour | 0.25 | hr | 1.1592 | 0.2898 | East African productivity / consumption constant
4 | LAB-002 | General labourer | Labour | 0.12 | hr | 0.7728 | 0.092736 | East African productivity / consumption constant
5 | PLT-016 | Small tools & consumables (allowance) | Plant & Tools | 0.05 | hr | 0.5796 | 0.02898 | East African productivity / consumption constant
6 | SUB-001 | Testing / commissioning allowance | Subcontractor | 0 | item | 193.1994 | 0 | Verify supplier/subcontract quotation
|  | Materials Total |  |  |  |  | 6.0858
|  | Labour Total |  |  |  |  | 0.38253
|  | Plant & Subcontract Total |  |  |  |  | 0.02898
|  | Direct Resource Cost |  |  |  |  | 6.4973
|  | Transport / Carriage | 5% of materials |  |  |  | 0.30429 | Adjust for haul distance
|  | Small Tools, Water & Sundries | 2.5% of labour + plant |  |  |  | 0.010288 | Traditional allowance
|  | PRIME COST |  |  |  |  | 6.8119
|  | Contractor Overheads | 10% |  |  |  | 0.68119 | Editable allowance
|  | Contractor Profit | 10% |  |  |  | 0.74931 | Editable allowance
|  | RATE PER BOQ UNIT | m |  |  |  | 8.2424 | Excluding VAT
Note | Quantities are standard estimating constants and must be adjusted for specification, method, location and supplier quotations.
DETAILED RATE ANALYSIS — EAST AFRICAN QS FORMAT
Module / Ref | MODULE 8 | 64.05 | [5 empty] | MODULE 8¦64.05
BOQ Item | Supply and install counter and reception hearing-assistance systems
Unit | nr | Pricing basis | Nairobi, Kenya — Sep 2026 | Currency | USD | VAT | Excluded
No. | Code | Resource Description | Category | Qty / BOQ Unit | Resource Unit | Rate (USD) | Amount (USD) | Remarks
1 | MAT-097 | Fitted joinery / casework | Material | 3 | m | 202.8594 | 608.5781 | East African productivity / consumption constant
2 | MAT-027 | Ironmongery set | Material | 1 | nr | 68.9722 | 68.9722 | East African productivity / consumption constant
3 | LAB-005 | Carpenter / joiner | Labour | 8 | hr | 1.7388 | 13.9104 | East African productivity / consumption constant
4 | LAB-002 | General labourer | Labour | 2 | hr | 0.7728 | 1.5456 | East African productivity / consumption constant
5 | PLT-016 | Small tools & consumables (allowance) | Plant & Tools | 0.2 | hr | 0.5796 | 0.11592 | East African productivity / consumption constant
6 | SUB-017 | Specialist joinery installation | Subcontractor | 0.05 | item | 1391.0355 | 69.5518 | Verify supplier/subcontract quotation
|  | Materials Total |  |  |  |  | 677.5502
|  | Labour Total |  |  |  |  | 15.456
|  | Plant & Subcontract Total |  |  |  |  | 69.6677
|  | Direct Resource Cost |  |  |  |  | 762.6739
|  | Transport / Carriage | 5% of materials |  |  |  | 33.8775 | Adjust for haul distance
|  | Small Tools, Water & Sundries | 2.5% of labour + plant |  |  |  | 2.1281 | Traditional allowance
|  | PRIME COST |  |  |  |  | 798.6795
|  | Contractor Overheads | 10% |  |  |  | 79.8679 | Editable allowance
|  | Contractor Profit | 10% |  |  |  | 87.8547 | Editable allowance
|  | RATE PER BOQ UNIT | nr |  |  |  | 966.4022 | Excluding VAT
Note | Quantities are standard estimating constants and must be adjusted for specification, method, location and supplier quotations.
DETAILED RATE ANALYSIS — EAST AFRICAN QS FORMAT
Module / Ref | MODULE 8 | 64.06 | [5 empty] | MODULE 8¦64.06
BOQ Item | Supply and install door-entry cabling, containment and power supplies
Unit | m | Pricing basis | Nairobi, Kenya — Sep 2026 | Currency | USD | VAT | Excluded
No. | Code | Resource Description | Category | Qty / BOQ Unit | Resource Unit | Rate (USD) | Amount (USD) | Remarks
1 | MAT-002 | Ancillary fittings, supports, fixings and connection materials | Material | 0.05 | item | 40.5719 | 2.0286 | East African productivity / consumption constant
2 | MAT-001 | Specified item / equipment (compliance / BIM item) | Material | 0.01 | item | 405.7187 | 4.0572 | Verify supplier/subcontract quotation
3 | LAB-003 | Skilled labourer | Labour | 0.25 | hr | 1.1592 | 0.2898 | East African productivity / consumption constant
4 | LAB-002 | General labourer | Labour | 0.12 | hr | 0.7728 | 0.092736 | East African productivity / consumption constant
5 | PLT-016 | Small tools & consumables (allowance) | Plant & Tools | 0.05 | hr | 0.5796 | 0.02898 | East African productivity / consumption constant
6 | SUB-001 | Testing / commissioning allowance | Subcontractor | 0 | item | 193.1994 | 0 | Verify supplier/subcontract quotation
|  | Materials Total |  |  |  |  | 6.0858
|  | Labour Total |  |  |  |  | 0.38253
|  | Plant & Subcontract Total |  |  |  |  | 0.02898
|  | Direct Resource Cost |  |  |  |  | 6.4973
|  | Transport / Carriage | 5% of materials |  |  |  | 0.30429 | Adjust for haul distance
|  | Small Tools, Water & Sundries | 2.5% of labour + plant |  |  |  | 0.010288 | Traditional allowance
|  | PRIME COST |  |  |  |  | 6.8119
|  | Contractor Overheads | 10% |  |  |  | 0.68119 | Editable allowance
|  | Contractor Profit | 10% |  |  |  | 0.74931 | Editable allowance
|  | RATE PER BOQ UNIT | m |  |  |  | 8.2424 | Excluding VAT
Note | Quantities are standard estimating constants and must be adjusted for specification, method, location and supplier quotations.
DETAILED RATE ANALYSIS — EAST AFRICAN QS FORMAT
Module / Ref | MODULE 8 | 64.07 | [5 empty] | MODULE 8¦64.07
BOQ Item | Carry out commissioning and testing of door-entry and loop systems
Unit | nr | Pricing basis | Nairobi, Kenya — Sep 2026 | Currency | USD | VAT | Excluded
No. | Code | Resource Description | Category | Qty / BOQ Unit | Resource Unit | Rate (USD) | Amount (USD) | Remarks
1 | MAT-035 | Internal flush door set | Material | 1 | nr | 97.3725 | 97.3725 | East African productivity / consumption constant
2 | MAT-027 | Ironmongery set | Material | 1 | nr | 68.9722 | 68.9722 | East African productivity / consumption constant
3 | LAB-005 | Carpenter / joiner | Labour | 3 | hr | 1.7388 | 5.2164 | East African productivity / consumption constant
4 | LAB-002 | General labourer | Labour | 1 | hr | 0.7728 | 0.7728 | East African productivity / consumption constant
5 | PLT-016 | Small tools & consumables (allowance) | Plant & Tools | 0.2 | hr | 0.5796 | 0.11592 | East African productivity / consumption constant
6 | SUB-017 | Specialist joinery installation | Subcontractor | 0.01 | item | 1391.0355 | 13.9104 | Verify supplier/subcontract quotation
|  | Materials Total |  |  |  |  | 166.3447
|  | Labour Total |  |  |  |  | 5.9892
|  | Plant & Subcontract Total |  |  |  |  | 14.0263
|  | Direct Resource Cost |  |  |  |  | 186.3601
|  | Transport / Carriage | 5% of materials |  |  |  | 8.3172 | Adjust for haul distance
|  | Small Tools, Water & Sundries | 2.5% of labour + plant |  |  |  | 0.50039 | Traditional allowance
|  | PRIME COST |  |  |  |  | 195.1777
|  | Contractor Overheads | 10% |  |  |  | 19.5178 | Editable allowance
|  | Contractor Profit | 10% |  |  |  | 21.4696 | Editable allowance
|  | RATE PER BOQ UNIT | nr |  |  |  | 236.1651 | Excluding VAT
Note | Quantities are standard estimating constants and must be adjusted for specification, method, location and supplier quotations.
DETAILED RATE ANALYSIS — EAST AFRICAN QS FORMAT
Module / Ref | MODULE 8 | 65.01 | [5 empty] | MODULE 8¦65.01
BOQ Item | Supply and install MATV/IPTV head-end equipment and distribution
Unit | nr | Pricing basis | Nairobi, Kenya — Sep 2026 | Currency | USD | VAT | Excluded
No. | Code | Resource Description | Category | Qty / BOQ Unit | Resource Unit | Rate (USD) | Amount (USD) | Remarks
1 | MAT-133 | Patch panel / fibre tray | Material | 1 | nr | 198.9954 | 198.9954 | Discipline-specific East African resource allowance
2 | MAT-135 | Copper/fibre patch lead | Material | 2 | nr | 12.1716 | 24.3431 | Discipline-specific East African resource allowance
3 | LAB-019 | ELV/ICT/security technician | Labour | 2 | hr | 2.7048 | 5.4096 | Discipline-specific East African resource allowance
4 | LAB-002 | General labourer | Labour | 0.5 | hr | 0.7728 | 0.3864 | Discipline-specific East African resource allowance
5 | PLT-018 | Electrical/ICT test instruments | Plant & Tools | 0.05 | day | 38.6399 | 1.932 | Discipline-specific East African resource allowance
6 | SUB-012 | CCTV installation and commissioning | Subcontractor | 0.005 | item | 1931.9938 | 9.66 | Discipline provisional allowance — verify quotation
|  | Materials Total |  |  |  |  | 223.3385
|  | Labour Total |  |  |  |  | 5.796
|  | Plant & Subcontract Total |  |  |  |  | 11.592
|  | Direct Resource Cost |  |  |  |  | 240.7264
|  | Transport / Carriage | 5% of materials |  |  |  | 11.1669 | Adjust for haul distance
|  | Small Tools, Water & Sundries | 2.5% of labour + plant |  |  |  | 0.4347 | Traditional allowance
|  | PRIME COST |  |  |  |  | 252.3281
|  | Contractor Overheads | 10% |  |  |  | 25.2328 | Editable allowance
|  | Contractor Profit | 10% |  |  |  | 27.7561 | Editable allowance
|  | RATE PER BOQ UNIT | nr |  |  |  | 305.3169 | Excluding VAT
Note | Quantities are standard estimating constants and must be adjusted for specification, method, location and supplier quotations.
DETAILED RATE ANALYSIS — EAST AFRICAN QS FORMAT
Module / Ref | MODULE 8 | 65.02 | [5 empty] | MODULE 8¦65.02
BOQ Item | Supply and install TV/satellite antennae, dishes and receivers
Unit | nr | Pricing basis | Nairobi, Kenya — Sep 2026 | Currency | USD | VAT | Excluded
No. | Code | Resource Description | Category | Qty / BOQ Unit | Resource Unit | Rate (USD) | Amount (USD) | Remarks
1 | MAT-133 | Patch panel / fibre tray | Material | 1 | nr | 198.9954 | 198.9954 | Discipline-specific East African resource allowance
2 | MAT-135 | Copper/fibre patch lead | Material | 2 | nr | 12.1716 | 24.3431 | Discipline-specific East African resource allowance
3 | LAB-019 | ELV/ICT/security technician | Labour | 2 | hr | 2.7048 | 5.4096 | Discipline-specific East African resource allowance
4 | LAB-002 | General labourer | Labour | 0.5 | hr | 0.7728 | 0.3864 | Discipline-specific East African resource allowance
5 | PLT-018 | Electrical/ICT test instruments | Plant & Tools | 0.05 | day | 38.6399 | 1.932 | Discipline-specific East African resource allowance
6 | SUB-012 | CCTV installation and commissioning | Subcontractor | 0.005 | item | 1931.9938 | 9.66 | Discipline provisional allowance — verify quotation
|  | Materials Total |  |  |  |  | 223.3385
|  | Labour Total |  |  |  |  | 5.796
|  | Plant & Subcontract Total |  |  |  |  | 11.592
|  | Direct Resource Cost |  |  |  |  | 240.7264
|  | Transport / Carriage | 5% of materials |  |  |  | 11.1669 | Adjust for haul distance
|  | Small Tools, Water & Sundries | 2.5% of labour + plant |  |  |  | 0.4347 | Traditional allowance
|  | PRIME COST |  |  |  |  | 252.3281
|  | Contractor Overheads | 10% |  |  |  | 25.2328 | Editable allowance
|  | Contractor Profit | 10% |  |  |  | 27.7561 | Editable allowance
|  | RATE PER BOQ UNIT | nr |  |  |  | 305.3169 | Excluding VAT
Note | Quantities are standard estimating constants and must be adjusted for specification, method, location and supplier quotations.
DETAILED RATE ANALYSIS — EAST AFRICAN QS FORMAT
Module / Ref | MODULE 8 | 65.03 | [5 empty] | MODULE 8¦65.03
BOQ Item | Supply and install coaxial/IPTV distribution cabling and outlets
Unit | m | Pricing basis | Nairobi, Kenya — Sep 2026 | Currency | USD | VAT | Excluded
No. | Code | Resource Description | Category | Qty / BOQ Unit | Resource Unit | Rate (USD) | Amount (USD) | Remarks
1 | MAT-002 | Ancillary fittings, supports, fixings and connection materials | Material | 0.05 | item | 40.5719 | 2.0286 | East African productivity / consumption constant
2 | MAT-001 | Specified item / equipment (compliance / BIM item) | Material | 0.01 | item | 405.7187 | 4.0572 | Verify supplier/subcontract quotation
3 | LAB-003 | Skilled labourer | Labour | 0.25 | hr | 1.1592 | 0.2898 | East African productivity / consumption constant
4 | LAB-002 | General labourer | Labour | 0.12 | hr | 0.7728 | 0.092736 | East African productivity / consumption constant
5 | PLT-016 | Small tools & consumables (allowance) | Plant & Tools | 0.05 | hr | 0.5796 | 0.02898 | East African productivity / consumption constant
6 | SUB-001 | Testing / commissioning allowance | Subcontractor | 0 | item | 193.1994 | 0 | Verify supplier/subcontract quotation
|  | Materials Total |  |  |  |  | 6.0858
|  | Labour Total |  |  |  |  | 0.38253
|  | Plant & Subcontract Total |  |  |  |  | 0.02898
|  | Direct Resource Cost |  |  |  |  | 6.4973
|  | Transport / Carriage | 5% of materials |  |  |  | 0.30429 | Adjust for haul distance
|  | Small Tools, Water & Sundries | 2.5% of labour + plant |  |  |  | 0.010288 | Traditional allowance
|  | PRIME COST |  |  |  |  | 6.8119
|  | Contractor Overheads | 10% |  |  |  | 0.68119 | Editable allowance
|  | Contractor Profit | 10% |  |  |  | 0.74931 | Editable allowance
|  | RATE PER BOQ UNIT | m |  |  |  | 8.2424 | Excluding VAT
Note | Quantities are standard estimating constants and must be adjusted for specification, method, location and supplier quotations.
DETAILED RATE ANALYSIS — EAST AFRICAN QS FORMAT
Module / Ref | MODULE 8 | 65.04 | [5 empty] | MODULE 8¦65.04
BOQ Item | Supply and install distributed-antenna system (DAS) for mobile coverage
Unit | nr | Pricing basis | Nairobi, Kenya — Sep 2026 | Currency | USD | VAT | Excluded
No. | Code | Resource Description | Category | Qty / BOQ Unit | Resource Unit | Rate (USD) | Amount (USD) | Remarks
1 | MAT-133 | Patch panel / fibre tray | Material | 1 | nr | 198.9954 | 198.9954 | Discipline-specific East African resource allowance
2 | MAT-135 | Copper/fibre patch lead | Material | 2 | nr | 12.1716 | 24.3431 | Discipline-specific East African resource allowance
3 | LAB-019 | ELV/ICT/security technician | Labour | 2 | hr | 2.7048 | 5.4096 | Discipline-specific East African resource allowance
4 | LAB-002 | General labourer | Labour | 0.5 | hr | 0.7728 | 0.3864 | Discipline-specific East African resource allowance
5 | PLT-018 | Electrical/ICT test instruments | Plant & Tools | 0.05 | day | 38.6399 | 1.932 | Discipline-specific East African resource allowance
6 | SUB-012 | CCTV installation and commissioning | Subcontractor | 0.005 | item | 1931.9938 | 9.66 | Discipline provisional allowance — verify quotation
|  | Materials Total |  |  |  |  | 223.3385
|  | Labour Total |  |  |  |  | 5.796
|  | Plant & Subcontract Total |  |  |  |  | 11.592
|  | Direct Resource Cost |  |  |  |  | 240.7264
|  | Transport / Carriage | 5% of materials |  |  |  | 11.1669 | Adjust for haul distance
|  | Small Tools, Water & Sundries | 2.5% of labour + plant |  |  |  | 0.4347 | Traditional allowance
|  | PRIME COST |  |  |  |  | 252.3281
|  | Contractor Overheads | 10% |  |  |  | 25.2328 | Editable allowance
|  | Contractor Profit | 10% |  |  |  | 27.7561 | Editable allowance
|  | RATE PER BOQ UNIT | nr |  |  |  | 305.3169 | Excluding VAT
Note | Quantities are standard estimating constants and must be adjusted for specification, method, location and supplier quotations.
DETAILED RATE ANALYSIS — EAST AFRICAN QS FORMAT
Module / Ref | MODULE 8 | 65.05 | [5 empty] | MODULE 8¦65.05
BOQ Item | Supply and install public/guest wireless network and portal
Unit | item | Pricing basis | Nairobi, Kenya — Sep 2026 | Currency | USD | VAT | Excluded
No. | Code | Resource Description | Category | Qty / BOQ Unit | Resource Unit | Rate (USD) | Amount (USD) | Remarks
1 | MAT-133 | Patch panel / fibre tray | Material | 1 | nr | 198.9954 | 198.9954 | Discipline-specific East African resource allowance
2 | MAT-135 | Copper/fibre patch lead | Material | 2 | nr | 12.1716 | 24.3431 | Discipline-specific East African resource allowance
3 | LAB-019 | ELV/ICT/security technician | Labour | 2 | hr | 2.7048 | 5.4096 | Discipline-specific East African resource allowance
4 | LAB-002 | General labourer | Labour | 0.5 | hr | 0.7728 | 0.3864 | Discipline-specific East African resource allowance
5 | PLT-018 | Electrical/ICT test instruments | Plant & Tools | 0.05 | day | 38.6399 | 1.932 | Discipline-specific East African resource allowance
6 | SUB-012 | CCTV installation and commissioning | Subcontractor | 0.005 | item | 1931.9938 | 9.66 | Discipline provisional allowance — verify quotation
|  | Materials Total |  |  |  |  | 223.3385
|  | Labour Total |  |  |  |  | 5.796
|  | Plant & Subcontract Total |  |  |  |  | 11.592
|  | Direct Resource Cost |  |  |  |  | 240.7264
|  | Transport / Carriage | 5% of materials |  |  |  | 11.1669 | Adjust for haul distance
|  | Small Tools, Water & Sundries | 2.5% of labour + plant |  |  |  | 0.4347 | Traditional allowance
|  | PRIME COST |  |  |  |  | 252.3281
|  | Contractor Overheads | 10% |  |  |  | 25.2328 | Editable allowance
|  | Contractor Profit | 10% |  |  |  | 27.7561 | Editable allowance
|  | RATE PER BOQ UNIT | item |  |  |  | 305.3169 | Excluding VAT
Note | Quantities are standard estimating constants and must be adjusted for specification, method, location and supplier quotations.
DETAILED RATE ANALYSIS — EAST AFRICAN QS FORMAT
Module / Ref | MODULE 8 | 65.06 | [5 empty] | MODULE 8¦65.06
BOQ Item | Supply and install two-way radio and site communication systems
Unit | nr | Pricing basis | Nairobi, Kenya — Sep 2026 | Currency | USD | VAT | Excluded
No. | Code | Resource Description | Category | Qty / BOQ Unit | Resource Unit | Rate (USD) | Amount (USD) | Remarks
1 | MAT-133 | Patch panel / fibre tray | Material | 1 | nr | 198.9954 | 198.9954 | Discipline-specific East African resource allowance
2 | MAT-135 | Copper/fibre patch lead | Material | 2 | nr | 12.1716 | 24.3431 | Discipline-specific East African resource allowance
3 | LAB-019 | ELV/ICT/security technician | Labour | 2 | hr | 2.7048 | 5.4096 | Discipline-specific East African resource allowance
4 | LAB-002 | General labourer | Labour | 0.5 | hr | 0.7728 | 0.3864 | Discipline-specific East African resource allowance
5 | PLT-018 | Electrical/ICT test instruments | Plant & Tools | 0.05 | day | 38.6399 | 1.932 | Discipline-specific East African resource allowance
6 | SUB-012 | CCTV installation and commissioning | Subcontractor | 0.005 | item | 1931.9938 | 9.66 | Discipline provisional allowance — verify quotation
|  | Materials Total |  |  |  |  | 223.3385
|  | Labour Total |  |  |  |  | 5.796
|  | Plant & Subcontract Total |  |  |  |  | 11.592
|  | Direct Resource Cost |  |  |  |  | 240.7264
|  | Transport / Carriage | 5% of materials |  |  |  | 11.1669 | Adjust for haul distance
|  | Small Tools, Water & Sundries | 2.5% of labour + plant |  |  |  | 0.4347 | Traditional allowance
|  | PRIME COST |  |  |  |  | 252.3281
|  | Contractor Overheads | 10% |  |  |  | 25.2328 | Editable allowance
|  | Contractor Profit | 10% |  |  |  | 27.7561 | Editable allowance
|  | RATE PER BOQ UNIT | nr |  |  |  | 305.3169 | Excluding VAT
Note | Quantities are standard estimating constants and must be adjusted for specification, method, location and supplier quotations.
DETAILED RATE ANALYSIS — EAST AFRICAN QS FORMAT
Module / Ref | MODULE 8 | 65.07 | [5 empty] | MODULE 8¦65.07
BOQ Item | Carry out commissioning and coverage testing of wireless/IPTV systems
Unit | nr | Pricing basis | Nairobi, Kenya — Sep 2026 | Currency | USD | VAT | Excluded
No. | Code | Resource Description | Category | Qty / BOQ Unit | Resource Unit | Rate (USD) | Amount (USD) | Remarks
1 | MAT-133 | Patch panel / fibre tray | Material | 1 | nr | 198.9954 | 198.9954 | Discipline-specific East African resource allowance
2 | MAT-135 | Copper/fibre patch lead | Material | 2 | nr | 12.1716 | 24.3431 | Discipline-specific East African resource allowance
3 | LAB-019 | ELV/ICT/security technician | Labour | 2 | hr | 2.7048 | 5.4096 | Discipline-specific East African resource allowance
4 | LAB-002 | General labourer | Labour | 0.5 | hr | 0.7728 | 0.3864 | Discipline-specific East African resource allowance
5 | PLT-018 | Electrical/ICT test instruments | Plant & Tools | 0.05 | day | 38.6399 | 1.932 | Discipline-specific East African resource allowance
6 | SUB-012 | CCTV installation and commissioning | Subcontractor | 0.005 | item | 1931.9938 | 9.66 | Discipline provisional allowance — verify quotation
|  | Materials Total |  |  |  |  | 223.3385
|  | Labour Total |  |  |  |  | 5.796
|  | Plant & Subcontract Total |  |  |  |  | 11.592
|  | Direct Resource Cost |  |  |  |  | 240.7264
|  | Transport / Carriage | 5% of materials |  |  |  | 11.1669 | Adjust for haul distance
|  | Small Tools, Water & Sundries | 2.5% of labour + plant |  |  |  | 0.4347 | Traditional allowance
|  | PRIME COST |  |  |  |  | 252.3281
|  | Contractor Overheads | 10% |  |  |  | 25.2328 | Editable allowance
|  | Contractor Profit | 10% |  |  |  | 27.7561 | Editable allowance
|  | RATE PER BOQ UNIT | nr |  |  |  | 305.3169 | Excluding VAT
Note | Quantities are standard estimating constants and must be adjusted for specification, method, location and supplier quotations.
DETAILED RATE ANALYSIS — EAST AFRICAN QS FORMAT
Module / Ref | MODULE 8 | 66.01 | [5 empty] | MODULE 8¦66.01
BOQ Item | Carry out certified testing of copper structured cabling
Unit | nr | Pricing basis | Nairobi, Kenya — Sep 2026 | Currency | USD | VAT | Excluded
No. | Code | Resource Description | Category | Qty / BOQ Unit | Resource Unit | Rate (USD) | Amount (USD) | Remarks
1 | MAT-108 | PPE and site-safety consumables | Material | 1 | set | 40.5719 | 40.5719 | Specific East African resource constant
2 | MAT-109 | Fire extinguisher and fire-point equipment | Material | 0.05 | nr | 95.5178 | 4.7759 | Specific East African resource constant
3 | LAB-014 | Site foreman / ganger | Labour | 2 | hr | 2.7048 | 5.4096 | Specific East African resource constant
4 | LAB-002 | General labourer | Labour | 1 | hr | 0.7728 | 0.7728 | Specific East African resource constant
5 | PLT-016 | Small tools & consumables (allowance) | Plant & Tools | 0.2 | hr | 0.5796 | 0.11592 | Specific East African resource constant
6 | SUB-020 | Statutory authority / permit fee allowance | Subcontractor | 0 | item | 579.5981 | 0 | Verify local quotation / authority charge
|  | Materials Total |  |  |  |  | 45.3478
|  | Labour Total |  |  |  |  | 6.1824
|  | Plant & Subcontract Total |  |  |  |  | 0.11592
|  | Direct Resource Cost |  |  |  |  | 51.6461
|  | Transport / Carriage | 5% of materials |  |  |  | 2.2674 | Adjust for haul distance
|  | Small Tools, Water & Sundries | 2.5% of labour + plant |  |  |  | 0.15746 | Traditional allowance
|  | PRIME COST |  |  |  |  | 54.0709
|  | Contractor Overheads | 10% |  |  |  | 5.4071 | Editable allowance
|  | Contractor Profit | 10% |  |  |  | 5.9478 | Editable allowance
|  | RATE PER BOQ UNIT | nr |  |  |  | 65.4258 | Excluding VAT
Note | Quantities are standard estimating constants and must be adjusted for specification, method, location and supplier quotations.
DETAILED RATE ANALYSIS — EAST AFRICAN QS FORMAT
Module / Ref | MODULE 8 | 66.02 | [5 empty] | MODULE 8¦66.02
BOQ Item | Carry out OTDR and insertion-loss testing of fibre cabling
Unit | nr | Pricing basis | Nairobi, Kenya — Sep 2026 | Currency | USD | VAT | Excluded
No. | Code | Resource Description | Category | Qty / BOQ Unit | Resource Unit | Rate (USD) | Amount (USD) | Remarks
1 | MAT-133 | Patch panel / fibre tray | Material | 1 | nr | 198.9954 | 198.9954 | Discipline-specific East African resource allowance
2 | MAT-135 | Copper/fibre patch lead | Material | 2 | nr | 12.1716 | 24.3431 | Discipline-specific East African resource allowance
3 | LAB-019 | ELV/ICT/security technician | Labour | 2 | hr | 2.7048 | 5.4096 | Discipline-specific East African resource allowance
4 | LAB-002 | General labourer | Labour | 0.5 | hr | 0.7728 | 0.3864 | Discipline-specific East African resource allowance
5 | PLT-018 | Electrical/ICT test instruments | Plant & Tools | 0.05 | day | 38.6399 | 1.932 | Discipline-specific East African resource allowance
6 | SUB-012 | CCTV installation and commissioning | Subcontractor | 0.005 | item | 1931.9938 | 9.66 | Discipline provisional allowance — verify quotation
|  | Materials Total |  |  |  |  | 223.3385
|  | Labour Total |  |  |  |  | 5.796
|  | Plant & Subcontract Total |  |  |  |  | 11.592
|  | Direct Resource Cost |  |  |  |  | 240.7264
|  | Transport / Carriage | 5% of materials |  |  |  | 11.1669 | Adjust for haul distance
|  | Small Tools, Water & Sundries | 2.5% of labour + plant |  |  |  | 0.4347 | Traditional allowance
|  | PRIME COST |  |  |  |  | 252.3281
|  | Contractor Overheads | 10% |  |  |  | 25.2328 | Editable allowance
|  | Contractor Profit | 10% |  |  |  | 27.7561 | Editable allowance
|  | RATE PER BOQ UNIT | nr |  |  |  | 305.3169 | Excluding VAT
Note | Quantities are standard estimating constants and must be adjusted for specification, method, location and supplier quotations.
DETAILED RATE ANALYSIS — EAST AFRICAN QS FORMAT
Module / Ref | MODULE 8 | 66.03 | [5 empty] | MODULE 8¦66.03
BOQ Item | Provide cabling test results and manufacturer warranty certification
Unit | item | Pricing basis | Nairobi, Kenya — Sep 2026 | Currency | USD | VAT | Excluded
No. | Code | Resource Description | Category | Qty / BOQ Unit | Resource Unit | Rate (USD) | Amount (USD) | Remarks
1 | MAT-133 | Patch panel / fibre tray | Material | 1 | nr | 198.9954 | 198.9954 | Discipline-specific East African resource allowance
2 | MAT-135 | Copper/fibre patch lead | Material | 2 | nr | 12.1716 | 24.3431 | Discipline-specific East African resource allowance
3 | LAB-019 | ELV/ICT/security technician | Labour | 2 | hr | 2.7048 | 5.4096 | Discipline-specific East African resource allowance
4 | LAB-002 | General labourer | Labour | 0.5 | hr | 0.7728 | 0.3864 | Discipline-specific East African resource allowance
5 | PLT-018 | Electrical/ICT test instruments | Plant & Tools | 0.05 | day | 38.6399 | 1.932 | Discipline-specific East African resource allowance
6 | SUB-012 | CCTV installation and commissioning | Subcontractor | 0.005 | item | 1931.9938 | 9.66 | Discipline provisional allowance — verify quotation
|  | Materials Total |  |  |  |  | 223.3385
|  | Labour Total |  |  |  |  | 5.796
|  | Plant & Subcontract Total |  |  |  |  | 11.592
|  | Direct Resource Cost |  |  |  |  | 240.7264
|  | Transport / Carriage | 5% of materials |  |  |  | 11.1669 | Adjust for haul distance
|  | Small Tools, Water & Sundries | 2.5% of labour + plant |  |  |  | 0.4347 | Traditional allowance
|  | PRIME COST |  |  |  |  | 252.3281
|  | Contractor Overheads | 10% |  |  |  | 25.2328 | Editable allowance
|  | Contractor Profit | 10% |  |  |  | 27.7561 | Editable allowance
|  | RATE PER BOQ UNIT | item |  |  |  | 305.3169 | Excluding VAT
Note | Quantities are standard estimating constants and must be adjusted for specification, method, location and supplier quotations.
DETAILED RATE ANALYSIS — EAST AFRICAN QS FORMAT
Module / Ref | MODULE 8 | 66.04 | [5 empty] | MODULE 8¦66.04
BOQ Item | Carry out integrated systems testing and client witnessing
Unit | item | Pricing basis | Nairobi, Kenya — Sep 2026 | Currency | USD | VAT | Excluded
No. | Code | Resource Description | Category | Qty / BOQ Unit | Resource Unit | Rate (USD) | Amount (USD) | Remarks
1 | MAT-133 | Patch panel / fibre tray | Material | 1 | nr | 198.9954 | 198.9954 | Discipline-specific East African resource allowance
2 | MAT-135 | Copper/fibre patch lead | Material | 2 | nr | 12.1716 | 24.3431 | Discipline-specific East African resource allowance
3 | LAB-019 | ELV/ICT/security technician | Labour | 2 | hr | 2.7048 | 5.4096 | Discipline-specific East African resource allowance
4 | LAB-002 | General labourer | Labour | 0.5 | hr | 0.7728 | 0.3864 | Discipline-specific East African resource allowance
5 | PLT-018 | Electrical/ICT test instruments | Plant & Tools | 0.05 | day | 38.6399 | 1.932 | Discipline-specific East African resource allowance
6 | SUB-012 | CCTV installation and commissioning | Subcontractor | 0.005 | item | 1931.9938 | 9.66 | Discipline provisional allowance — verify quotation
|  | Materials Total |  |  |  |  | 223.3385
|  | Labour Total |  |  |  |  | 5.796
|  | Plant & Subcontract Total |  |  |  |  | 11.592
|  | Direct Resource Cost |  |  |  |  | 240.7264
|  | Transport / Carriage | 5% of materials |  |  |  | 11.1669 | Adjust for haul distance
|  | Small Tools, Water & Sundries | 2.5% of labour + plant |  |  |  | 0.4347 | Traditional allowance
|  | PRIME COST |  |  |  |  | 252.3281
|  | Contractor Overheads | 10% |  |  |  | 25.2328 | Editable allowance
|  | Contractor Profit | 10% |  |  |  | 27.7561 | Editable allowance
|  | RATE PER BOQ UNIT | item |  |  |  | 305.3169 | Excluding VAT
Note | Quantities are standard estimating constants and must be adjusted for specification, method, location and supplier quotations.
DETAILED RATE ANALYSIS — EAST AFRICAN QS FORMAT
Module / Ref | MODULE 8 | 66.05 | [5 empty] | MODULE 8¦66.05
BOQ Item | Provide record/as-installed drawings, cabinet layouts and port schedules
Unit | item | Pricing basis | Nairobi, Kenya — Sep 2026 | Currency | USD | VAT | Excluded
No. | Code | Resource Description | Category | Qty / BOQ Unit | Resource Unit | Rate (USD) | Amount (USD) | Remarks
1 | MAT-133 | Patch panel / fibre tray | Material | 1 | nr | 198.9954 | 198.9954 | Discipline-specific East African resource allowance
2 | MAT-135 | Copper/fibre patch lead | Material | 2 | nr | 12.1716 | 24.3431 | Discipline-specific East African resource allowance
3 | LAB-019 | ELV/ICT/security technician | Labour | 2 | hr | 2.7048 | 5.4096 | Discipline-specific East African resource allowance
4 | LAB-002 | General labourer | Labour | 0.5 | hr | 0.7728 | 0.3864 | Discipline-specific East African resource allowance
5 | PLT-018 | Electrical/ICT test instruments | Plant & Tools | 0.05 | day | 38.6399 | 1.932 | Discipline-specific East African resource allowance
6 | SUB-012 | CCTV installation and commissioning | Subcontractor | 0.005 | item | 1931.9938 | 9.66 | Discipline provisional allowance — verify quotation
|  | Materials Total |  |  |  |  | 223.3385
|  | Labour Total |  |  |  |  | 5.796
|  | Plant & Subcontract Total |  |  |  |  | 11.592
|  | Direct Resource Cost |  |  |  |  | 240.7264
|  | Transport / Carriage | 5% of materials |  |  |  | 11.1669 | Adjust for haul distance
|  | Small Tools, Water & Sundries | 2.5% of labour + plant |  |  |  | 0.4347 | Traditional allowance
|  | PRIME COST |  |  |  |  | 252.3281
|  | Contractor Overheads | 10% |  |  |  | 25.2328 | Editable allowance
|  | Contractor Profit | 10% |  |  |  | 27.7561 | Editable allowance
|  | RATE PER BOQ UNIT | item |  |  |  | 305.3169 | Excluding VAT
Note | Quantities are standard estimating constants and must be adjusted for specification, method, location and supplier quotations.
DETAILED RATE ANALYSIS — EAST AFRICAN QS FORMAT
Module / Ref | MODULE 8 | 66.06 | [5 empty] | MODULE 8¦66.06
BOQ Item | Provide operation and maintenance manuals and health-and-safety file information
Unit | item | Pricing basis | Nairobi, Kenya — Sep 2026 | Currency | USD | VAT | Excluded
No. | Code | Resource Description | Category | Qty / BOQ Unit | Resource Unit | Rate (USD) | Amount (USD) | Remarks
1 | MAT-133 | Patch panel / fibre tray | Material | 1 | nr | 198.9954 | 198.9954 | Discipline-specific East African resource allowance
2 | MAT-135 | Copper/fibre patch lead | Material | 2 | nr | 12.1716 | 24.3431 | Discipline-specific East African resource allowance
3 | LAB-019 | ELV/ICT/security technician | Labour | 2 | hr | 2.7048 | 5.4096 | Discipline-specific East African resource allowance
4 | LAB-002 | General labourer | Labour | 0.5 | hr | 0.7728 | 0.3864 | Discipline-specific East African resource allowance
5 | PLT-018 | Electrical/ICT test instruments | Plant & Tools | 0.05 | day | 38.6399 | 1.932 | Discipline-specific East African resource allowance
6 | SUB-012 | CCTV installation and commissioning | Subcontractor | 0.005 | item | 1931.9938 | 9.66 | Discipline provisional allowance — verify quotation
|  | Materials Total |  |  |  |  | 223.3385
|  | Labour Total |  |  |  |  | 5.796
|  | Plant & Subcontract Total |  |  |  |  | 11.592
|  | Direct Resource Cost |  |  |  |  | 240.7264
|  | Transport / Carriage | 5% of materials |  |  |  | 11.1669 | Adjust for haul distance
|  | Small Tools, Water & Sundries | 2.5% of labour + plant |  |  |  | 0.4347 | Traditional allowance
|  | PRIME COST |  |  |  |  | 252.3281
|  | Contractor Overheads | 10% |  |  |  | 25.2328 | Editable allowance
|  | Contractor Profit | 10% |  |  |  | 27.7561 | Editable allowance
|  | RATE PER BOQ UNIT | item |  |  |  | 305.3169 | Excluding VAT
Note | Quantities are standard estimating constants and must be adjusted for specification, method, location and supplier quotations.
DETAILED RATE ANALYSIS — EAST AFRICAN QS FORMAT
Module / Ref | MODULE 8 | 66.07 | [5 empty] | MODULE 8¦66.07
BOQ Item | Provide administrator and user training on installed systems
Unit | item | Pricing basis | Nairobi, Kenya — Sep 2026 | Currency | USD | VAT | Excluded
No. | Code | Resource Description | Category | Qty / BOQ Unit | Resource Unit | Rate (USD) | Amount (USD) | Remarks
1 | MAT-133 | Patch panel / fibre tray | Material | 1 | nr | 198.9954 | 198.9954 | Discipline-specific East African resource allowance
2 | MAT-135 | Copper/fibre patch lead | Material | 2 | nr | 12.1716 | 24.3431 | Discipline-specific East African resource allowance
3 | LAB-019 | ELV/ICT/security technician | Labour | 2 | hr | 2.7048 | 5.4096 | Discipline-specific East African resource allowance
4 | LAB-002 | General labourer | Labour | 0.5 | hr | 0.7728 | 0.3864 | Discipline-specific East African resource allowance
5 | PLT-018 | Electrical/ICT test instruments | Plant & Tools | 0.05 | day | 38.6399 | 1.932 | Discipline-specific East African resource allowance
6 | SUB-012 | CCTV installation and commissioning | Subcontractor | 0.005 | item | 1931.9938 | 9.66 | Discipline provisional allowance — verify quotation
|  | Materials Total |  |  |  |  | 223.3385
|  | Labour Total |  |  |  |  | 5.796
|  | Plant & Subcontract Total |  |  |  |  | 11.592
|  | Direct Resource Cost |  |  |  |  | 240.7264
|  | Transport / Carriage | 5% of materials |  |  |  | 11.1669 | Adjust for haul distance
|  | Small Tools, Water & Sundries | 2.5% of labour + plant |  |  |  | 0.4347 | Traditional allowance
|  | PRIME COST |  |  |  |  | 252.3281
|  | Contractor Overheads | 10% |  |  |  | 25.2328 | Editable allowance
|  | Contractor Profit | 10% |  |  |  | 27.7561 | Editable allowance
|  | RATE PER BOQ UNIT | item |  |  |  | 305.3169 | Excluding VAT
Note | Quantities are standard estimating constants and must be adjusted for specification, method, location and supplier quotations.
DETAILED RATE ANALYSIS — EAST AFRICAN QS FORMAT
Module / Ref | MODULE 9 | 67.01 | [5 empty] | MODULE 9¦67.01
BOQ Item | Supply and install electric traction passenger lift, including car, machine, ropes and controls
Unit | nr | Pricing basis | Nairobi, Kenya — Sep 2026 | Currency | USD | VAT | Excluded
No. | Code | Resource Description | Category | Qty / BOQ Unit | Resource Unit | Rate (USD) | Amount (USD) | Remarks
1 | MAT-086 | Lift equipment package | Material | 1 | nr | 50734.1577 | 50734.1577 | East African productivity / consumption constant
2 | MAT-002 | Ancillary fittings, supports, fixings and connection materials | Material | 2 | item | 40.5719 | 81.1437 | East African productivity / consumption constant
3 | LAB-020 | Lift installation technician | Labour | 80 | hr | 3.381 | 270.4791 | East African productivity / consumption constant
4 | LAB-002 | General labourer | Labour | 30 | hr | 0.7728 | 23.1839 | East African productivity / consumption constant
5 | PLT-007 | Mobile crane, 25t | Plant & Tools | 2 | day | 1062.5966 | 2125.1932 | East African productivity / consumption constant
6 | SUB-008 | Lift installation | Subcontractor | 0.1 | nr | 57959.8145 | 5795.9815 | Verify supplier/subcontract quotation
|  | Materials Total |  |  |  |  | 50815.3014
|  | Labour Total |  |  |  |  | 293.6631
|  | Plant & Subcontract Total |  |  |  |  | 7921.1747
|  | Direct Resource Cost |  |  |  |  | 59030.1391
|  | Transport / Carriage | 5% of materials |  |  |  | 2540.7651 | Adjust for haul distance
|  | Small Tools, Water & Sundries | 2.5% of labour + plant |  |  |  | 205.3709 | Traditional allowance
|  | PRIME COST |  |  |  |  | 61776.2751
|  | Contractor Overheads | 10% |  |  |  | 6177.6275 | Editable allowance
|  | Contractor Profit | 10% |  |  |  | 6795.3903 | Editable allowance
|  | RATE PER BOQ UNIT | nr |  |  |  | 74749.2929 | Excluding VAT
Note | Quantities are standard estimating constants and must be adjusted for specification, method, location and supplier quotations.
DETAILED RATE ANALYSIS — EAST AFRICAN QS FORMAT
Module / Ref | MODULE 9 | 67.02 | [5 empty] | MODULE 9¦67.02
BOQ Item | Supply and install hydraulic passenger lift, including car, power unit and controls
Unit | nr | Pricing basis | Nairobi, Kenya — Sep 2026 | Currency | USD | VAT | Excluded
No. | Code | Resource Description | Category | Qty / BOQ Unit | Resource Unit | Rate (USD) | Amount (USD) | Remarks
1 | MAT-086 | Lift equipment package | Material | 1 | nr | 50734.1577 | 50734.1577 | East African productivity / consumption constant
2 | MAT-002 | Ancillary fittings, supports, fixings and connection materials | Material | 2 | item | 40.5719 | 81.1437 | East African productivity / consumption constant
3 | LAB-020 | Lift installation technician | Labour | 80 | hr | 3.381 | 270.4791 | East African productivity / consumption constant
4 | LAB-002 | General labourer | Labour | 30 | hr | 0.7728 | 23.1839 | East African productivity / consumption constant
5 | PLT-007 | Mobile crane, 25t | Plant & Tools | 2 | day | 1062.5966 | 2125.1932 | East African productivity / consumption constant
6 | SUB-008 | Lift installation | Subcontractor | 0.1 | nr | 57959.8145 | 5795.9815 | Verify supplier/subcontract quotation
|  | Materials Total |  |  |  |  | 50815.3014
|  | Labour Total |  |  |  |  | 293.6631
|  | Plant & Subcontract Total |  |  |  |  | 7921.1747
|  | Direct Resource Cost |  |  |  |  | 59030.1391
|  | Transport / Carriage | 5% of materials |  |  |  | 2540.7651 | Adjust for haul distance
|  | Small Tools, Water & Sundries | 2.5% of labour + plant |  |  |  | 205.3709 | Traditional allowance
|  | PRIME COST |  |  |  |  | 61776.2751
|  | Contractor Overheads | 10% |  |  |  | 6177.6275 | Editable allowance
|  | Contractor Profit | 10% |  |  |  | 6795.3903 | Editable allowance
|  | RATE PER BOQ UNIT | nr |  |  |  | 74749.2929 | Excluding VAT
Note | Quantities are standard estimating constants and must be adjusted for specification, method, location and supplier quotations.
DETAILED RATE ANALYSIS — EAST AFRICAN QS FORMAT
Module / Ref | MODULE 9 | 67.03 | [5 empty] | MODULE 9¦67.03
BOQ Item | Supply and install machine-room-less (MRL) lift, including car, drive and controls
Unit | nr | Pricing basis | Nairobi, Kenya — Sep 2026 | Currency | USD | VAT | Excluded
No. | Code | Resource Description | Category | Qty / BOQ Unit | Resource Unit | Rate (USD) | Amount (USD) | Remarks
1 | MAT-156 | Damper/valve actuator | Material | 1 | nr | 198.9954 | 198.9954 | Specific East African resource constant
2 | MAT-055 | Cat6/Cat6A data cable | Material | 3 | m | 0.97372 | 2.9212 | Specific East African resource constant
3 | LAB-019 | ELV/ICT/security technician | Labour | 1.5 | hr | 2.7048 | 4.0572 | Specific East African resource constant
4 | LAB-002 | General labourer | Labour | 0.3 | hr | 0.7728 | 0.23184 | Specific East African resource constant
5 | PLT-018 | Electrical/ICT test instruments | Plant & Tools | 0.03 | day | 38.6399 | 1.1592 | Specific East African resource constant
6 | SUB-014 | BMS installation and commissioning | Subcontractor | 0.003 | item | 3863.9876 | 11.592 | Verify local quotation / authority charge
|  | Materials Total |  |  |  |  | 201.9165
|  | Labour Total |  |  |  |  | 4.289
|  | Plant & Subcontract Total |  |  |  |  | 12.7512
|  | Direct Resource Cost |  |  |  |  | 218.9567
|  | Transport / Carriage | 5% of materials |  |  |  | 10.0958 | Adjust for haul distance
|  | Small Tools, Water & Sundries | 2.5% of labour + plant |  |  |  | 0.426 | Traditional allowance
|  | PRIME COST |  |  |  |  | 229.4786
|  | Contractor Overheads | 10% |  |  |  | 22.9479 | Editable allowance
|  | Contractor Profit | 10% |  |  |  | 25.2426 | Editable allowance
|  | RATE PER BOQ UNIT | nr |  |  |  | 277.6691 | Excluding VAT
Note | Quantities are standard estimating constants and must be adjusted for specification, method, location and supplier quotations.
DETAILED RATE ANALYSIS — EAST AFRICAN QS FORMAT
Module / Ref | MODULE 9 | 67.04 | [5 empty] | MODULE 9¦67.04
BOQ Item | Supply and install goods/service lift, including car, gates and controls
Unit | nr | Pricing basis | Nairobi, Kenya — Sep 2026 | Currency | USD | VAT | Excluded
No. | Code | Resource Description | Category | Qty / BOQ Unit | Resource Unit | Rate (USD) | Amount (USD) | Remarks
1 | MAT-086 | Lift equipment package | Material | 1 | nr | 50734.1577 | 50734.1577 | East African productivity / consumption constant
2 | MAT-002 | Ancillary fittings, supports, fixings and connection materials | Material | 2 | item | 40.5719 | 81.1437 | East African productivity / consumption constant
3 | LAB-020 | Lift installation technician | Labour | 80 | hr | 3.381 | 270.4791 | East African productivity / consumption constant
4 | LAB-002 | General labourer | Labour | 30 | hr | 0.7728 | 23.1839 | East African productivity / consumption constant
5 | PLT-007 | Mobile crane, 25t | Plant & Tools | 2 | day | 1062.5966 | 2125.1932 | East African productivity / consumption constant
6 | SUB-008 | Lift installation | Subcontractor | 0.1 | nr | 57959.8145 | 5795.9815 | Verify supplier/subcontract quotation
|  | Materials Total |  |  |  |  | 50815.3014
|  | Labour Total |  |  |  |  | 293.6631
|  | Plant & Subcontract Total |  |  |  |  | 7921.1747
|  | Direct Resource Cost |  |  |  |  | 59030.1391
|  | Transport / Carriage | 5% of materials |  |  |  | 2540.7651 | Adjust for haul distance
|  | Small Tools, Water & Sundries | 2.5% of labour + plant |  |  |  | 205.3709 | Traditional allowance
|  | PRIME COST |  |  |  |  | 61776.2751
|  | Contractor Overheads | 10% |  |  |  | 6177.6275 | Editable allowance
|  | Contractor Profit | 10% |  |  |  | 6795.3903 | Editable allowance
|  | RATE PER BOQ UNIT | nr |  |  |  | 74749.2929 | Excluding VAT
Note | Quantities are standard estimating constants and must be adjusted for specification, method, location and supplier quotations.
DETAILED RATE ANALYSIS — EAST AFRICAN QS FORMAT
Module / Ref | MODULE 9 | 67.05 | [5 empty] | MODULE 9¦67.05
BOQ Item | Supply and install firefighting/evacuation lift, including protection and controls
Unit | nr | Pricing basis | Nairobi, Kenya — Sep 2026 | Currency | USD | VAT | Excluded
No. | Code | Resource Description | Category | Qty / BOQ Unit | Resource Unit | Rate (USD) | Amount (USD) | Remarks
1 | MAT-086 | Lift equipment package | Material | 1 | nr | 50734.1577 | 50734.1577 | East African productivity / consumption constant
2 | MAT-002 | Ancillary fittings, supports, fixings and connection materials | Material | 2 | item | 40.5719 | 81.1437 | East African productivity / consumption constant
3 | LAB-020 | Lift installation technician | Labour | 80 | hr | 3.381 | 270.4791 | East African productivity / consumption constant
4 | LAB-002 | General labourer | Labour | 30 | hr | 0.7728 | 23.1839 | East African productivity / consumption constant
5 | PLT-007 | Mobile crane, 25t | Plant & Tools | 2 | day | 1062.5966 | 2125.1932 | East African productivity / consumption constant
6 | SUB-008 | Lift installation | Subcontractor | 0.1 | nr | 57959.8145 | 5795.9815 | Verify supplier/subcontract quotation
|  | Materials Total |  |  |  |  | 50815.3014
|  | Labour Total |  |  |  |  | 293.6631
|  | Plant & Subcontract Total |  |  |  |  | 7921.1747
|  | Direct Resource Cost |  |  |  |  | 59030.1391
|  | Transport / Carriage | 5% of materials |  |  |  | 2540.7651 | Adjust for haul distance
|  | Small Tools, Water & Sundries | 2.5% of labour + plant |  |  |  | 205.3709 | Traditional allowance
|  | PRIME COST |  |  |  |  | 61776.2751
|  | Contractor Overheads | 10% |  |  |  | 6177.6275 | Editable allowance
|  | Contractor Profit | 10% |  |  |  | 6795.3903 | Editable allowance
|  | RATE PER BOQ UNIT | nr |  |  |  | 74749.2929 | Excluding VAT
Note | Quantities are standard estimating constants and must be adjusted for specification, method, location and supplier quotations.
DETAILED RATE ANALYSIS — EAST AFRICAN QS FORMAT
Module / Ref | MODULE 9 | 67.06 | [5 empty] | MODULE 9¦67.06
BOQ Item | Supply and install lift landing entrances, doors, frames and sills
Unit | nr | Pricing basis | Nairobi, Kenya — Sep 2026 | Currency | USD | VAT | Excluded
No. | Code | Resource Description | Category | Qty / BOQ Unit | Resource Unit | Rate (USD) | Amount (USD) | Remarks
1 | MAT-035 | Internal flush door set | Material | 1 | nr | 97.3725 | 97.3725 | East African productivity / consumption constant
2 | MAT-027 | Ironmongery set | Material | 1 | nr | 68.9722 | 68.9722 | East African productivity / consumption constant
3 | LAB-005 | Carpenter / joiner | Labour | 3 | hr | 1.7388 | 5.2164 | East African productivity / consumption constant
4 | LAB-002 | General labourer | Labour | 1 | hr | 0.7728 | 0.7728 | East African productivity / consumption constant
5 | PLT-016 | Small tools & consumables (allowance) | Plant & Tools | 0.2 | hr | 0.5796 | 0.11592 | East African productivity / consumption constant
6 | SUB-017 | Specialist joinery installation | Subcontractor | 0.01 | item | 1391.0355 | 13.9104 | Verify supplier/subcontract quotation
|  | Materials Total |  |  |  |  | 166.3447
|  | Labour Total |  |  |  |  | 5.9892
|  | Plant & Subcontract Total |  |  |  |  | 14.0263
|  | Direct Resource Cost |  |  |  |  | 186.3601
|  | Transport / Carriage | 5% of materials |  |  |  | 8.3172 | Adjust for haul distance
|  | Small Tools, Water & Sundries | 2.5% of labour + plant |  |  |  | 0.50039 | Traditional allowance
|  | PRIME COST |  |  |  |  | 195.1777
|  | Contractor Overheads | 10% |  |  |  | 19.5178 | Editable allowance
|  | Contractor Profit | 10% |  |  |  | 21.4696 | Editable allowance
|  | RATE PER BOQ UNIT | nr |  |  |  | 236.1651 | Excluding VAT
Note | Quantities are standard estimating constants and must be adjusted for specification, method, location and supplier quotations.
DETAILED RATE ANALYSIS — EAST AFRICAN QS FORMAT
Module / Ref | MODULE 9 | 67.07 | [5 empty] | MODULE 9¦67.07
BOQ Item | Supply and install lift car finishes, ceiling, lighting, handrails and mirror
Unit | nr | Pricing basis | Nairobi, Kenya — Sep 2026 | Currency | USD | VAT | Excluded
No. | Code | Resource Description | Category | Qty / BOQ Unit | Resource Unit | Rate (USD) | Amount (USD) | Remarks
1 | MAT-060 | LED light fitting | Material | 1 | nr | 20.2859 | 20.2859 | East African productivity / consumption constant
2 | MAT-022 | Electrical cable, 2.5mm² | Material | 3 | m | 0.81144 | 2.4343 | East African productivity / consumption constant
3 | LAB-010 | Electrician | Labour | 1.2 | hr | 2.5116 | 3.0139 | East African productivity / consumption constant
4 | LAB-002 | General labourer | Labour | 0.3 | hr | 0.7728 | 0.23184 | East African productivity / consumption constant
5 | PLT-018 | Electrical/ICT test instruments | Plant & Tools | 0.02 | day | 38.6399 | 0.7728 | East African productivity / consumption constant
6 | SUB-006 | Electrical installation | Subcontractor | 0 | item | 4636.7852 | 0 | Verify supplier/subcontract quotation
|  | Materials Total |  |  |  |  | 22.7202
|  | Labour Total |  |  |  |  | 3.2457
|  | Plant & Subcontract Total |  |  |  |  | 0.7728
|  | Direct Resource Cost |  |  |  |  | 26.7388
|  | Transport / Carriage | 5% of materials |  |  |  | 1.136 | Adjust for haul distance
|  | Small Tools, Water & Sundries | 2.5% of labour + plant |  |  |  | 0.10046 | Traditional allowance
|  | PRIME COST |  |  |  |  | 27.9753
|  | Contractor Overheads | 10% |  |  |  | 2.7975 | Editable allowance
|  | Contractor Profit | 10% |  |  |  | 3.0773 | Editable allowance
|  | RATE PER BOQ UNIT | nr |  |  |  | 33.8501 | Excluding VAT
Note | Quantities are standard estimating constants and must be adjusted for specification, method, location and supplier quotations.
DETAILED RATE ANALYSIS — EAST AFRICAN QS FORMAT
Module / Ref | MODULE 9 | 67.08 | [5 empty] | MODULE 9¦67.08
BOQ Item | Supply and install guide rails, buffers, counterweight and shaft equipment
Unit | nr | Pricing basis | Nairobi, Kenya — Sep 2026 | Currency | USD | VAT | Excluded
No. | Code | Resource Description | Category | Qty / BOQ Unit | Resource Unit | Rate (USD) | Amount (USD) | Remarks
1 | MAT-140 | Lift guide-rail / shaft equipment package | Material | 1 | nr | 5911.9011 | 5911.9011 | Specific East African resource constant
2 | MAT-002 | Ancillary fittings, supports, fixings and connection materials | Material | 0.5 | item | 40.5719 | 20.2859 | Specific East African resource constant
3 | LAB-020 | Lift installation technician | Labour | 24 | hr | 3.381 | 81.1437 | Specific East African resource constant
4 | LAB-002 | General labourer | Labour | 8 | hr | 0.7728 | 6.1824 | Specific East African resource constant
5 | PLT-007 | Mobile crane, 25t | Plant & Tools | 0.2 | day | 1062.5966 | 212.5193 | Specific East African resource constant
6 | SUB-008 | Lift installation | Subcontractor | 0.03 | nr | 57959.8145 | 1738.7944 | Verify local quotation / authority charge
|  | Materials Total |  |  |  |  | 5932.187
|  | Labour Total |  |  |  |  | 87.3261
|  | Plant & Subcontract Total |  |  |  |  | 1951.3138
|  | Direct Resource Cost |  |  |  |  | 7970.8269
|  | Transport / Carriage | 5% of materials |  |  |  | 296.6094 | Adjust for haul distance
|  | Small Tools, Water & Sundries | 2.5% of labour + plant |  |  |  | 50.966 | Traditional allowance
|  | PRIME COST |  |  |  |  | 8318.4022
|  | Contractor Overheads | 10% |  |  |  | 831.8402 | Editable allowance
|  | Contractor Profit | 10% |  |  |  | 915.0242 | Editable allowance
|  | RATE PER BOQ UNIT | nr |  |  |  | 10065.2667 | Excluding VAT
Note | Quantities are standard estimating constants and must be adjusted for specification, method, location and supplier quotations.
DETAILED RATE ANALYSIS — EAST AFRICAN QS FORMAT
Module / Ref | MODULE 9 | 67.09 | [5 empty] | MODULE 9¦67.09
BOQ Item | Supply and install lift control system, landing/car operating panels and indicators
Unit | nr | Pricing basis | Nairobi, Kenya — Sep 2026 | Currency | USD | VAT | Excluded
No. | Code | Resource Description | Category | Qty / BOQ Unit | Resource Unit | Rate (USD) | Amount (USD) | Remarks
1 | MAT-086 | Lift equipment package | Material | 1 | nr | 50734.1577 | 50734.1577 | East African productivity / consumption constant
2 | MAT-002 | Ancillary fittings, supports, fixings and connection materials | Material | 2 | item | 40.5719 | 81.1437 | East African productivity / consumption constant
3 | LAB-020 | Lift installation technician | Labour | 80 | hr | 3.381 | 270.4791 | East African productivity / consumption constant
4 | LAB-002 | General labourer | Labour | 30 | hr | 0.7728 | 23.1839 | East African productivity / consumption constant
5 | PLT-007 | Mobile crane, 25t | Plant & Tools | 2 | day | 1062.5966 | 2125.1932 | East African productivity / consumption constant
6 | SUB-008 | Lift installation | Subcontractor | 0.1 | nr | 57959.8145 | 5795.9815 | Verify supplier/subcontract quotation
|  | Materials Total |  |  |  |  | 50815.3014
|  | Labour Total |  |  |  |  | 293.6631
|  | Plant & Subcontract Total |  |  |  |  | 7921.1747
|  | Direct Resource Cost |  |  |  |  | 59030.1391
|  | Transport / Carriage | 5% of materials |  |  |  | 2540.7651 | Adjust for haul distance
|  | Small Tools, Water & Sundries | 2.5% of labour + plant |  |  |  | 205.3709 | Traditional allowance
|  | PRIME COST |  |  |  |  | 61776.2751
|  | Contractor Overheads | 10% |  |  |  | 6177.6275 | Editable allowance
|  | Contractor Profit | 10% |  |  |  | 6795.3903 | Editable allowance
|  | RATE PER BOQ UNIT | nr |  |  |  | 74749.2929 | Excluding VAT
Note | Quantities are standard estimating constants and must be adjusted for specification, method, location and supplier quotations.
DETAILED RATE ANALYSIS — EAST AFRICAN QS FORMAT
Module / Ref | MODULE 9 | 67.1 | [5 empty] | MODULE 9¦67.1
BOQ Item | Supply and install lift shaft lighting, ventilation, power and pit equipment
Unit | nr | Pricing basis | Nairobi, Kenya — Sep 2026 | Currency | USD | VAT | Excluded
No. | Code | Resource Description | Category | Qty / BOQ Unit | Resource Unit | Rate (USD) | Amount (USD) | Remarks
1 | MAT-060 | LED light fitting | Material | 1 | nr | 20.2859 | 20.2859 | East African productivity / consumption constant
2 | MAT-022 | Electrical cable, 2.5mm² | Material | 3 | m | 0.81144 | 2.4343 | East African productivity / consumption constant
3 | LAB-010 | Electrician | Labour | 1.2 | hr | 2.5116 | 3.0139 | East African productivity / consumption constant
4 | LAB-002 | General labourer | Labour | 0.3 | hr | 0.7728 | 0.23184 | East African productivity / consumption constant
5 | PLT-018 | Electrical/ICT test instruments | Plant & Tools | 0.02 | day | 38.6399 | 0.7728 | East African productivity / consumption constant
6 | SUB-006 | Electrical installation | Subcontractor | 0 | item | 4636.7852 | 0 | Verify supplier/subcontract quotation
|  | Materials Total |  |  |  |  | 22.7202
|  | Labour Total |  |  |  |  | 3.2457
|  | Plant & Subcontract Total |  |  |  |  | 0.7728
|  | Direct Resource Cost |  |  |  |  | 26.7388
|  | Transport / Carriage | 5% of materials |  |  |  | 1.136 | Adjust for haul distance
|  | Small Tools, Water & Sundries | 2.5% of labour + plant |  |  |  | 0.10046 | Traditional allowance
|  | PRIME COST |  |  |  |  | 27.9753
|  | Contractor Overheads | 10% |  |  |  | 2.7975 | Editable allowance
|  | Contractor Profit | 10% |  |  |  | 3.0773 | Editable allowance
|  | RATE PER BOQ UNIT | nr |  |  |  | 33.8501 | Excluding VAT
Note | Quantities are standard estimating constants and must be adjusted for specification, method, location and supplier quotations.
DETAILED RATE ANALYSIS — EAST AFRICAN QS FORMAT
Module / Ref | MODULE 9 | 68.01 | [5 empty] | MODULE 9¦68.01
BOQ Item | Supply and install escalator, including truss, steps, balustrades and drive
Unit | nr | Pricing basis | Nairobi, Kenya — Sep 2026 | Currency | USD | VAT | Excluded
No. | Code | Resource Description | Category | Qty / BOQ Unit | Resource Unit | Rate (USD) | Amount (USD) | Remarks
1 | MAT-156 | Damper/valve actuator | Material | 1 | nr | 198.9954 | 198.9954 | Specific East African resource constant
2 | MAT-055 | Cat6/Cat6A data cable | Material | 3 | m | 0.97372 | 2.9212 | Specific East African resource constant
3 | LAB-019 | ELV/ICT/security technician | Labour | 1.5 | hr | 2.7048 | 4.0572 | Specific East African resource constant
4 | LAB-002 | General labourer | Labour | 0.3 | hr | 0.7728 | 0.23184 | Specific East African resource constant
5 | PLT-018 | Electrical/ICT test instruments | Plant & Tools | 0.03 | day | 38.6399 | 1.1592 | Specific East African resource constant
6 | SUB-014 | BMS installation and commissioning | Subcontractor | 0.003 | item | 3863.9876 | 11.592 | Verify local quotation / authority charge
|  | Materials Total |  |  |  |  | 201.9165
|  | Labour Total |  |  |  |  | 4.289
|  | Plant & Subcontract Total |  |  |  |  | 12.7512
|  | Direct Resource Cost |  |  |  |  | 218.9567
|  | Transport / Carriage | 5% of materials |  |  |  | 10.0958 | Adjust for haul distance
|  | Small Tools, Water & Sundries | 2.5% of labour + plant |  |  |  | 0.426 | Traditional allowance
|  | PRIME COST |  |  |  |  | 229.4786
|  | Contractor Overheads | 10% |  |  |  | 22.9479 | Editable allowance
|  | Contractor Profit | 10% |  |  |  | 25.2426 | Editable allowance
|  | RATE PER BOQ UNIT | nr |  |  |  | 277.6691 | Excluding VAT
Note | Quantities are standard estimating constants and must be adjusted for specification, method, location and supplier quotations.
DETAILED RATE ANALYSIS — EAST AFRICAN QS FORMAT
Module / Ref | MODULE 9 | 68.02 | [5 empty] | MODULE 9¦68.02
BOQ Item | Supply and install moving walkway/travelator, including pallets and drive
Unit | nr | Pricing basis | Nairobi, Kenya — Sep 2026 | Currency | USD | VAT | Excluded
No. | Code | Resource Description | Category | Qty / BOQ Unit | Resource Unit | Rate (USD) | Amount (USD) | Remarks
1 | MAT-111 | Site hoarding complete | Material | 0.2 | m | 52.7434 | 10.5487 | Specific East African resource constant
2 | MAT-014 | Timber, softwood | Material | 0.1 | m³ | 527.4343 | 52.7434 | Specific East African resource constant
3 | LAB-021 | Welder / fabricator | Labour | 4 | hr | 2.7048 | 10.8192 | Specific East African resource constant
4 | LAB-002 | General labourer | Labour | 3 | hr | 0.7728 | 2.3184 | Specific East African resource constant
5 | PLT-017 | Welding set | Plant & Tools | 0.01 | day | 46.3679 | 0.46368 | Specific East African resource constant
6 | SUB-001 | Testing / commissioning allowance | Subcontractor | 0 | item | 193.1994 | 0 | Verify local quotation / authority charge
|  | Materials Total |  |  |  |  | 63.2921
|  | Labour Total |  |  |  |  | 13.1376
|  | Plant & Subcontract Total |  |  |  |  | 0.46368
|  | Direct Resource Cost |  |  |  |  | 76.8934
|  | Transport / Carriage | 5% of materials |  |  |  | 3.1646 | Adjust for haul distance
|  | Small Tools, Water & Sundries | 2.5% of labour + plant |  |  |  | 0.34003 | Traditional allowance
|  | PRIME COST |  |  |  |  | 80.398
|  | Contractor Overheads | 10% |  |  |  | 8.0398 | Editable allowance
|  | Contractor Profit | 10% |  |  |  | 8.8438 | Editable allowance
|  | RATE PER BOQ UNIT | nr |  |  |  | 97.2816 | Excluding VAT
Note | Quantities are standard estimating constants and must be adjusted for specification, method, location and supplier quotations.
DETAILED RATE ANALYSIS — EAST AFRICAN QS FORMAT
Module / Ref | MODULE 9 | 68.03 | [5 empty] | MODULE 9¦68.03
BOQ Item | Supply and install escalator balustrade, handrail and lighting
Unit | nr | Pricing basis | Nairobi, Kenya — Sep 2026 | Currency | USD | VAT | Excluded
No. | Code | Resource Description | Category | Qty / BOQ Unit | Resource Unit | Rate (USD) | Amount (USD) | Remarks
1 | MAT-060 | LED light fitting | Material | 1 | nr | 20.2859 | 20.2859 | East African productivity / consumption constant
2 | MAT-022 | Electrical cable, 2.5mm² | Material | 3 | m | 0.81144 | 2.4343 | East African productivity / consumption constant
3 | LAB-010 | Electrician | Labour | 1.2 | hr | 2.5116 | 3.0139 | East African productivity / consumption constant
4 | LAB-002 | General labourer | Labour | 0.3 | hr | 0.7728 | 0.23184 | East African productivity / consumption constant
5 | PLT-018 | Electrical/ICT test instruments | Plant & Tools | 0.02 | day | 38.6399 | 0.7728 | East African productivity / consumption constant
6 | SUB-006 | Electrical installation | Subcontractor | 0 | item | 4636.7852 | 0 | Verify supplier/subcontract quotation
|  | Materials Total |  |  |  |  | 22.7202
|  | Labour Total |  |  |  |  | 3.2457
|  | Plant & Subcontract Total |  |  |  |  | 0.7728
|  | Direct Resource Cost |  |  |  |  | 26.7388
|  | Transport / Carriage | 5% of materials |  |  |  | 1.136 | Adjust for haul distance
|  | Small Tools, Water & Sundries | 2.5% of labour + plant |  |  |  | 0.10046 | Traditional allowance
|  | PRIME COST |  |  |  |  | 27.9753
|  | Contractor Overheads | 10% |  |  |  | 2.7975 | Editable allowance
|  | Contractor Profit | 10% |  |  |  | 3.0773 | Editable allowance
|  | RATE PER BOQ UNIT | nr |  |  |  | 33.8501 | Excluding VAT
Note | Quantities are standard estimating constants and must be adjusted for specification, method, location and supplier quotations.
DETAILED RATE ANALYSIS — EAST AFRICAN QS FORMAT
Module / Ref | MODULE 9 | 68.04 | [5 empty] | MODULE 9¦68.04
BOQ Item | Supply and install escalator controls, safety devices and signage
Unit | nr | Pricing basis | Nairobi, Kenya — Sep 2026 | Currency | USD | VAT | Excluded
No. | Code | Resource Description | Category | Qty / BOQ Unit | Resource Unit | Rate (USD) | Amount (USD) | Remarks
1 | MAT-086 | Lift equipment package | Material | 1 | nr | 50734.1577 | 50734.1577 | East African productivity / consumption constant
2 | MAT-002 | Ancillary fittings, supports, fixings and connection materials | Material | 2 | item | 40.5719 | 81.1437 | East African productivity / consumption constant
3 | LAB-020 | Lift installation technician | Labour | 80 | hr | 3.381 | 270.4791 | East African productivity / consumption constant
4 | LAB-002 | General labourer | Labour | 30 | hr | 0.7728 | 23.1839 | East African productivity / consumption constant
5 | PLT-007 | Mobile crane, 25t | Plant & Tools | 2 | day | 1062.5966 | 2125.1932 | East African productivity / consumption constant
6 | SUB-008 | Lift installation | Subcontractor | 0.1 | nr | 57959.8145 | 5795.9815 | Verify supplier/subcontract quotation
|  | Materials Total |  |  |  |  | 50815.3014
|  | Labour Total |  |  |  |  | 293.6631
|  | Plant & Subcontract Total |  |  |  |  | 7921.1747
|  | Direct Resource Cost |  |  |  |  | 59030.1391
|  | Transport / Carriage | 5% of materials |  |  |  | 2540.7651 | Adjust for haul distance
|  | Small Tools, Water & Sundries | 2.5% of labour + plant |  |  |  | 205.3709 | Traditional allowance
|  | PRIME COST |  |  |  |  | 61776.2751
|  | Contractor Overheads | 10% |  |  |  | 6177.6275 | Editable allowance
|  | Contractor Profit | 10% |  |  |  | 6795.3903 | Editable allowance
|  | RATE PER BOQ UNIT | nr |  |  |  | 74749.2929 | Excluding VAT
Note | Quantities are standard estimating constants and must be adjusted for specification, method, location and supplier quotations.
DETAILED RATE ANALYSIS — EAST AFRICAN QS FORMAT
Module / Ref | MODULE 9 | 68.05 | [5 empty] | MODULE 9¦68.05
BOQ Item | Supply and install escalator pit, support and builder's-work interfaces
Unit | nr | Pricing basis | Nairobi, Kenya — Sep 2026 | Currency | USD | VAT | Excluded
No. | Code | Resource Description | Category | Qty / BOQ Unit | Resource Unit | Rate (USD) | Amount (USD) | Remarks
1 | MAT-086 | Lift equipment package | Material | 1 | nr | 50734.1577 | 50734.1577 | East African productivity / consumption constant
2 | MAT-002 | Ancillary fittings, supports, fixings and connection materials | Material | 2 | item | 40.5719 | 81.1437 | East African productivity / consumption constant
3 | LAB-020 | Lift installation technician | Labour | 80 | hr | 3.381 | 270.4791 | East African productivity / consumption constant
4 | LAB-002 | General labourer | Labour | 30 | hr | 0.7728 | 23.1839 | East African productivity / consumption constant
5 | PLT-007 | Mobile crane, 25t | Plant & Tools | 2 | day | 1062.5966 | 2125.1932 | East African productivity / consumption constant
6 | SUB-008 | Lift installation | Subcontractor | 0.1 | nr | 57959.8145 | 5795.9815 | Verify supplier/subcontract quotation
|  | Materials Total |  |  |  |  | 50815.3014
|  | Labour Total |  |  |  |  | 293.6631
|  | Plant & Subcontract Total |  |  |  |  | 7921.1747
|  | Direct Resource Cost |  |  |  |  | 59030.1391
|  | Transport / Carriage | 5% of materials |  |  |  | 2540.7651 | Adjust for haul distance
|  | Small Tools, Water & Sundries | 2.5% of labour + plant |  |  |  | 205.3709 | Traditional allowance
|  | PRIME COST |  |  |  |  | 61776.2751
|  | Contractor Overheads | 10% |  |  |  | 6177.6275 | Editable allowance
|  | Contractor Profit | 10% |  |  |  | 6795.3903 | Editable allowance
|  | RATE PER BOQ UNIT | nr |  |  |  | 74749.2929 | Excluding VAT
Note | Quantities are standard estimating constants and must be adjusted for specification, method, location and supplier quotations.
DETAILED RATE ANALYSIS — EAST AFRICAN QS FORMAT
Module / Ref | MODULE 9 | 69.01 | [5 empty] | MODULE 9¦69.01
BOQ Item | Supply and install vertical platform lift for accessibility
Unit | nr | Pricing basis | Nairobi, Kenya — Sep 2026 | Currency | USD | VAT | Excluded
No. | Code | Resource Description | Category | Qty / BOQ Unit | Resource Unit | Rate (USD) | Amount (USD) | Remarks
1 | MAT-086 | Lift equipment package | Material | 1 | nr | 50734.1577 | 50734.1577 | East African productivity / consumption constant
2 | MAT-002 | Ancillary fittings, supports, fixings and connection materials | Material | 2 | item | 40.5719 | 81.1437 | East African productivity / consumption constant
3 | LAB-020 | Lift installation technician | Labour | 80 | hr | 3.381 | 270.4791 | East African productivity / consumption constant
4 | LAB-002 | General labourer | Labour | 30 | hr | 0.7728 | 23.1839 | East African productivity / consumption constant
5 | PLT-007 | Mobile crane, 25t | Plant & Tools | 2 | day | 1062.5966 | 2125.1932 | East African productivity / consumption constant
6 | SUB-008 | Lift installation | Subcontractor | 0.1 | nr | 57959.8145 | 5795.9815 | Verify supplier/subcontract quotation
|  | Materials Total |  |  |  |  | 50815.3014
|  | Labour Total |  |  |  |  | 293.6631
|  | Plant & Subcontract Total |  |  |  |  | 7921.1747
|  | Direct Resource Cost |  |  |  |  | 59030.1391
|  | Transport / Carriage | 5% of materials |  |  |  | 2540.7651 | Adjust for haul distance
|  | Small Tools, Water & Sundries | 2.5% of labour + plant |  |  |  | 205.3709 | Traditional allowance
|  | PRIME COST |  |  |  |  | 61776.2751
|  | Contractor Overheads | 10% |  |  |  | 6177.6275 | Editable allowance
|  | Contractor Profit | 10% |  |  |  | 6795.3903 | Editable allowance
|  | RATE PER BOQ UNIT | nr |  |  |  | 74749.2929 | Excluding VAT
Note | Quantities are standard estimating constants and must be adjusted for specification, method, location and supplier quotations.
DETAILED RATE ANALYSIS — EAST AFRICAN QS FORMAT
Module / Ref | MODULE 9 | 69.02 | [5 empty] | MODULE 9¦69.02
BOQ Item | Supply and install inclined platform lift or stairlift
Unit | nr | Pricing basis | Nairobi, Kenya — Sep 2026 | Currency | USD | VAT | Excluded
No. | Code | Resource Description | Category | Qty / BOQ Unit | Resource Unit | Rate (USD) | Amount (USD) | Remarks
1 | MAT-086 | Lift equipment package | Material | 1 | nr | 50734.1577 | 50734.1577 | East African productivity / consumption constant
2 | MAT-002 | Ancillary fittings, supports, fixings and connection materials | Material | 2 | item | 40.5719 | 81.1437 | East African productivity / consumption constant
3 | LAB-020 | Lift installation technician | Labour | 80 | hr | 3.381 | 270.4791 | East African productivity / consumption constant
4 | LAB-002 | General labourer | Labour | 30 | hr | 0.7728 | 23.1839 | East African productivity / consumption constant
5 | PLT-007 | Mobile crane, 25t | Plant & Tools | 2 | day | 1062.5966 | 2125.1932 | East African productivity / consumption constant
6 | SUB-008 | Lift installation | Subcontractor | 0.1 | nr | 57959.8145 | 5795.9815 | Verify supplier/subcontract quotation
|  | Materials Total |  |  |  |  | 50815.3014
|  | Labour Total |  |  |  |  | 293.6631
|  | Plant & Subcontract Total |  |  |  |  | 7921.1747
|  | Direct Resource Cost |  |  |  |  | 59030.1391
|  | Transport / Carriage | 5% of materials |  |  |  | 2540.7651 | Adjust for haul distance
|  | Small Tools, Water & Sundries | 2.5% of labour + plant |  |  |  | 205.3709 | Traditional allowance
|  | PRIME COST |  |  |  |  | 61776.2751
|  | Contractor Overheads | 10% |  |  |  | 6177.6275 | Editable allowance
|  | Contractor Profit | 10% |  |  |  | 6795.3903 | Editable allowance
|  | RATE PER BOQ UNIT | nr |  |  |  | 74749.2929 | Excluding VAT
Note | Quantities are standard estimating constants and must be adjusted for specification, method, location and supplier quotations.
DETAILED RATE ANALYSIS — EAST AFRICAN QS FORMAT
Module / Ref | MODULE 9 | 69.03 | [5 empty] | MODULE 9¦69.03
BOQ Item | Supply and install low-rise/step lift and dumbwaiter
Unit | nr | Pricing basis | Nairobi, Kenya — Sep 2026 | Currency | USD | VAT | Excluded
No. | Code | Resource Description | Category | Qty / BOQ Unit | Resource Unit | Rate (USD) | Amount (USD) | Remarks
1 | MAT-086 | Lift equipment package | Material | 1 | nr | 50734.1577 | 50734.1577 | East African productivity / consumption constant
2 | MAT-002 | Ancillary fittings, supports, fixings and connection materials | Material | 2 | item | 40.5719 | 81.1437 | East African productivity / consumption constant
3 | LAB-020 | Lift installation technician | Labour | 80 | hr | 3.381 | 270.4791 | East African productivity / consumption constant
4 | LAB-002 | General labourer | Labour | 30 | hr | 0.7728 | 23.1839 | East African productivity / consumption constant
5 | PLT-007 | Mobile crane, 25t | Plant & Tools | 2 | day | 1062.5966 | 2125.1932 | East African productivity / consumption constant
6 | SUB-008 | Lift installation | Subcontractor | 0.1 | nr | 57959.8145 | 5795.9815 | Verify supplier/subcontract quotation
|  | Materials Total |  |  |  |  | 50815.3014
|  | Labour Total |  |  |  |  | 293.6631
|  | Plant & Subcontract Total |  |  |  |  | 7921.1747
|  | Direct Resource Cost |  |  |  |  | 59030.1391
|  | Transport / Carriage | 5% of materials |  |  |  | 2540.7651 | Adjust for haul distance
|  | Small Tools, Water & Sundries | 2.5% of labour + plant |  |  |  | 205.3709 | Traditional allowance
|  | PRIME COST |  |  |  |  | 61776.2751
|  | Contractor Overheads | 10% |  |  |  | 6177.6275 | Editable allowance
|  | Contractor Profit | 10% |  |  |  | 6795.3903 | Editable allowance
|  | RATE PER BOQ UNIT | nr |  |  |  | 74749.2929 | Excluding VAT
Note | Quantities are standard estimating constants and must be adjusted for specification, method, location and supplier quotations.
DETAILED RATE ANALYSIS — EAST AFRICAN QS FORMAT
Module / Ref | MODULE 9 | 69.04 | [5 empty] | MODULE 9¦69.04
BOQ Item | Supply and install platform-lift enclosure, gates and controls
Unit | nr | Pricing basis | Nairobi, Kenya — Sep 2026 | Currency | USD | VAT | Excluded
No. | Code | Resource Description | Category | Qty / BOQ Unit | Resource Unit | Rate (USD) | Amount (USD) | Remarks
1 | MAT-086 | Lift equipment package | Material | 1 | nr | 50734.1577 | 50734.1577 | East African productivity / consumption constant
2 | MAT-002 | Ancillary fittings, supports, fixings and connection materials | Material | 2 | item | 40.5719 | 81.1437 | East African productivity / consumption constant
3 | LAB-020 | Lift installation technician | Labour | 80 | hr | 3.381 | 270.4791 | East African productivity / consumption constant
4 | LAB-002 | General labourer | Labour | 30 | hr | 0.7728 | 23.1839 | East African productivity / consumption constant
5 | PLT-007 | Mobile crane, 25t | Plant & Tools | 2 | day | 1062.5966 | 2125.1932 | East African productivity / consumption constant
6 | SUB-008 | Lift installation | Subcontractor | 0.1 | nr | 57959.8145 | 5795.9815 | Verify supplier/subcontract quotation
|  | Materials Total |  |  |  |  | 50815.3014
|  | Labour Total |  |  |  |  | 293.6631
|  | Plant & Subcontract Total |  |  |  |  | 7921.1747
|  | Direct Resource Cost |  |  |  |  | 59030.1391
|  | Transport / Carriage | 5% of materials |  |  |  | 2540.7651 | Adjust for haul distance
|  | Small Tools, Water & Sundries | 2.5% of labour + plant |  |  |  | 205.3709 | Traditional allowance
|  | PRIME COST |  |  |  |  | 61776.2751
|  | Contractor Overheads | 10% |  |  |  | 6177.6275 | Editable allowance
|  | Contractor Profit | 10% |  |  |  | 6795.3903 | Editable allowance
|  | RATE PER BOQ UNIT | nr |  |  |  | 74749.2929 | Excluding VAT
Note | Quantities are standard estimating constants and must be adjusted for specification, method, location and supplier quotations.
DETAILED RATE ANALYSIS — EAST AFRICAN QS FORMAT
Module / Ref | MODULE 9 | 69.05 | [5 empty] | MODULE 9¦69.05
BOQ Item | Supply and install accessibility-lift finishes and signage
Unit | nr | Pricing basis | Nairobi, Kenya — Sep 2026 | Currency | USD | VAT | Excluded
No. | Code | Resource Description | Category | Qty / BOQ Unit | Resource Unit | Rate (USD) | Amount (USD) | Remarks
1 | MAT-086 | Lift equipment package | Material | 1 | nr | 50734.1577 | 50734.1577 | East African productivity / consumption constant
2 | MAT-002 | Ancillary fittings, supports, fixings and connection materials | Material | 2 | item | 40.5719 | 81.1437 | East African productivity / consumption constant
3 | LAB-020 | Lift installation technician | Labour | 80 | hr | 3.381 | 270.4791 | East African productivity / consumption constant
4 | LAB-002 | General labourer | Labour | 30 | hr | 0.7728 | 23.1839 | East African productivity / consumption constant
5 | PLT-007 | Mobile crane, 25t | Plant & Tools | 2 | day | 1062.5966 | 2125.1932 | East African productivity / consumption constant
6 | SUB-008 | Lift installation | Subcontractor | 0.1 | nr | 57959.8145 | 5795.9815 | Verify supplier/subcontract quotation
|  | Materials Total |  |  |  |  | 50815.3014
|  | Labour Total |  |  |  |  | 293.6631
|  | Plant & Subcontract Total |  |  |  |  | 7921.1747
|  | Direct Resource Cost |  |  |  |  | 59030.1391
|  | Transport / Carriage | 5% of materials |  |  |  | 2540.7651 | Adjust for haul distance
|  | Small Tools, Water & Sundries | 2.5% of labour + plant |  |  |  | 205.3709 | Traditional allowance
|  | PRIME COST |  |  |  |  | 61776.2751
|  | Contractor Overheads | 10% |  |  |  | 6177.6275 | Editable allowance
|  | Contractor Profit | 10% |  |  |  | 6795.3903 | Editable allowance
|  | RATE PER BOQ UNIT | nr |  |  |  | 74749.2929 | Excluding VAT
Note | Quantities are standard estimating constants and must be adjusted for specification, method, location and supplier quotations.
DETAILED RATE ANALYSIS — EAST AFRICAN QS FORMAT
Module / Ref | MODULE 9 | 70.01 | [5 empty] | MODULE 9¦70.01
BOQ Item | Provide builder's-work in connection with lift installations (fixings, grouting, cutting)
Unit | item | Pricing basis | Nairobi, Kenya — Sep 2026 | Currency | USD | VAT | Excluded
No. | Code | Resource Description | Category | Qty / BOQ Unit | Resource Unit | Rate (USD) | Amount (USD) | Remarks
1 | MAT-086 | Lift equipment package | Material | 1 | nr | 50734.1577 | 50734.1577 | East African productivity / consumption constant
2 | MAT-002 | Ancillary fittings, supports, fixings and connection materials | Material | 2 | item | 40.5719 | 81.1437 | East African productivity / consumption constant
3 | LAB-020 | Lift installation technician | Labour | 80 | hr | 3.381 | 270.4791 | East African productivity / consumption constant
4 | LAB-002 | General labourer | Labour | 30 | hr | 0.7728 | 23.1839 | East African productivity / consumption constant
5 | PLT-007 | Mobile crane, 25t | Plant & Tools | 2 | day | 1062.5966 | 2125.1932 | East African productivity / consumption constant
6 | SUB-008 | Lift installation | Subcontractor | 0.1 | nr | 57959.8145 | 5795.9815 | Verify supplier/subcontract quotation
|  | Materials Total |  |  |  |  | 50815.3014
|  | Labour Total |  |  |  |  | 293.6631
|  | Plant & Subcontract Total |  |  |  |  | 7921.1747
|  | Direct Resource Cost |  |  |  |  | 59030.1391
|  | Transport / Carriage | 5% of materials |  |  |  | 2540.7651 | Adjust for haul distance
|  | Small Tools, Water & Sundries | 2.5% of labour + plant |  |  |  | 205.3709 | Traditional allowance
|  | PRIME COST |  |  |  |  | 61776.2751
|  | Contractor Overheads | 10% |  |  |  | 6177.6275 | Editable allowance
|  | Contractor Profit | 10% |  |  |  | 6795.3903 | Editable allowance
|  | RATE PER BOQ UNIT | item |  |  |  | 74749.2929 | Excluding VAT
Note | Quantities are standard estimating constants and must be adjusted for specification, method, location and supplier quotations.
DETAILED RATE ANALYSIS — EAST AFRICAN QS FORMAT
Module / Ref | MODULE 9 | 70.02 | [5 empty] | MODULE 9¦70.02
BOQ Item | Provide lift-shaft/pit waterproofing and drainage interfaces
Unit | nr | Pricing basis | Nairobi, Kenya — Sep 2026 | Currency | USD | VAT | Excluded
No. | Code | Resource Description | Category | Qty / BOQ Unit | Resource Unit | Rate (USD) | Amount (USD) | Remarks
1 | MAT-086 | Lift equipment package | Material | 1 | nr | 50734.1577 | 50734.1577 | East African productivity / consumption constant
2 | MAT-002 | Ancillary fittings, supports, fixings and connection materials | Material | 2 | item | 40.5719 | 81.1437 | East African productivity / consumption constant
3 | LAB-020 | Lift installation technician | Labour | 80 | hr | 3.381 | 270.4791 | East African productivity / consumption constant
4 | LAB-002 | General labourer | Labour | 30 | hr | 0.7728 | 23.1839 | East African productivity / consumption constant
5 | PLT-007 | Mobile crane, 25t | Plant & Tools | 2 | day | 1062.5966 | 2125.1932 | East African productivity / consumption constant
6 | SUB-008 | Lift installation | Subcontractor | 0.1 | nr | 57959.8145 | 5795.9815 | Verify supplier/subcontract quotation
|  | Materials Total |  |  |  |  | 50815.3014
|  | Labour Total |  |  |  |  | 293.6631
|  | Plant & Subcontract Total |  |  |  |  | 7921.1747
|  | Direct Resource Cost |  |  |  |  | 59030.1391
|  | Transport / Carriage | 5% of materials |  |  |  | 2540.7651 | Adjust for haul distance
|  | Small Tools, Water & Sundries | 2.5% of labour + plant |  |  |  | 205.3709 | Traditional allowance
|  | PRIME COST |  |  |  |  | 61776.2751
|  | Contractor Overheads | 10% |  |  |  | 6177.6275 | Editable allowance
|  | Contractor Profit | 10% |  |  |  | 6795.3903 | Editable allowance
|  | RATE PER BOQ UNIT | nr |  |  |  | 74749.2929 | Excluding VAT
Note | Quantities are standard estimating constants and must be adjusted for specification, method, location and supplier quotations.
DETAILED RATE ANALYSIS — EAST AFRICAN QS FORMAT
Module / Ref | MODULE 9 | 70.03 | [5 empty] | MODULE 9¦70.03
BOQ Item | Carry out load, safety and functional testing of lifts and escalators
Unit | nr | Pricing basis | Nairobi, Kenya — Sep 2026 | Currency | USD | VAT | Excluded
No. | Code | Resource Description | Category | Qty / BOQ Unit | Resource Unit | Rate (USD) | Amount (USD) | Remarks
1 | MAT-086 | Lift equipment package | Material | 1 | nr | 50734.1577 | 50734.1577 | East African productivity / consumption constant
2 | MAT-002 | Ancillary fittings, supports, fixings and connection materials | Material | 2 | item | 40.5719 | 81.1437 | East African productivity / consumption constant
3 | LAB-020 | Lift installation technician | Labour | 80 | hr | 3.381 | 270.4791 | East African productivity / consumption constant
4 | LAB-002 | General labourer | Labour | 30 | hr | 0.7728 | 23.1839 | East African productivity / consumption constant
5 | PLT-007 | Mobile crane, 25t | Plant & Tools | 2 | day | 1062.5966 | 2125.1932 | East African productivity / consumption constant
6 | SUB-008 | Lift installation | Subcontractor | 0.1 | nr | 57959.8145 | 5795.9815 | Verify supplier/subcontract quotation
|  | Materials Total |  |  |  |  | 50815.3014
|  | Labour Total |  |  |  |  | 293.6631
|  | Plant & Subcontract Total |  |  |  |  | 7921.1747
|  | Direct Resource Cost |  |  |  |  | 59030.1391
|  | Transport / Carriage | 5% of materials |  |  |  | 2540.7651 | Adjust for haul distance
|  | Small Tools, Water & Sundries | 2.5% of labour + plant |  |  |  | 205.3709 | Traditional allowance
|  | PRIME COST |  |  |  |  | 61776.2751
|  | Contractor Overheads | 10% |  |  |  | 6177.6275 | Editable allowance
|  | Contractor Profit | 10% |  |  |  | 6795.3903 | Editable allowance
|  | RATE PER BOQ UNIT | nr |  |  |  | 74749.2929 | Excluding VAT
Note | Quantities are standard estimating constants and must be adjusted for specification, method, location and supplier quotations.
DETAILED RATE ANALYSIS — EAST AFRICAN QS FORMAT
Module / Ref | MODULE 9 | 70.04 | [5 empty] | MODULE 9¦70.04
BOQ Item | Provide LOLER thorough examination and statutory certification
Unit | nr | Pricing basis | Nairobi, Kenya — Sep 2026 | Currency | USD | VAT | Excluded
No. | Code | Resource Description | Category | Qty / BOQ Unit | Resource Unit | Rate (USD) | Amount (USD) | Remarks
1 | MAT-002 | Ancillary fittings, supports, fixings and connection materials | Material | 0.05 | item | 40.5719 | 2.0286 | Specific East African resource constant
2 | MAT-113 | Survey monitoring instrument/target | Material | 0.2 | nr | 119.3972 | 23.8794 | Specific East African resource constant
3 | LAB-001 | Specialist engineer / surveyor | Labour | 8 | hr | 3.864 | 30.9119 | Specific East African resource constant
4 | LAB-015 | Site engineer / surveyor | Labour | 4 | hr | 3.864 | 15.456 | Specific East African resource constant
5 | PLT-018 | Electrical/ICT test instruments | Plant & Tools | 0.5 | day | 38.6399 | 19.3199 | Specific East African resource constant
6 | SUB-025 | Training / O&M / maintenance attendance | Subcontractor | 0.1 | item | 1159.1963 | 115.9196 | Verify local quotation / authority charge
|  | Materials Total |  |  |  |  | 25.908
|  | Labour Total |  |  |  |  | 46.3679
|  | Plant & Subcontract Total |  |  |  |  | 135.2396
|  | Direct Resource Cost |  |  |  |  | 207.5155
|  | Transport / Carriage | 5% of materials |  |  |  | 1.2954 | Adjust for haul distance
|  | Small Tools, Water & Sundries | 2.5% of labour + plant |  |  |  | 4.5402 | Traditional allowance
|  | PRIME COST |  |  |  |  | 213.351
|  | Contractor Overheads | 10% |  |  |  | 21.3351 | Editable allowance
|  | Contractor Profit | 10% |  |  |  | 23.4686 | Editable allowance
|  | RATE PER BOQ UNIT | nr |  |  |  | 258.1548 | Excluding VAT
Note | Quantities are standard estimating constants and must be adjusted for specification, method, location and supplier quotations.
DETAILED RATE ANALYSIS — EAST AFRICAN QS FORMAT
Module / Ref | MODULE 9 | 70.05 | [5 empty] | MODULE 9¦70.05
BOQ Item | Provide record drawings, O&M manuals and operative training
Unit | item | Pricing basis | Nairobi, Kenya — Sep 2026 | Currency | USD | VAT | Excluded
No. | Code | Resource Description | Category | Qty / BOQ Unit | Resource Unit | Rate (USD) | Amount (USD) | Remarks
1 | MAT-002 | Ancillary fittings, supports, fixings and connection materials | Material | 0.05 | item | 40.5719 | 2.0286 | Specific East African resource constant
2 | MAT-113 | Survey monitoring instrument/target | Material | 0.2 | nr | 119.3972 | 23.8794 | Specific East African resource constant
3 | LAB-001 | Specialist engineer / surveyor | Labour | 8 | hr | 3.864 | 30.9119 | Specific East African resource constant
4 | LAB-015 | Site engineer / surveyor | Labour | 4 | hr | 3.864 | 15.456 | Specific East African resource constant
5 | PLT-018 | Electrical/ICT test instruments | Plant & Tools | 0.5 | day | 38.6399 | 19.3199 | Specific East African resource constant
6 | SUB-025 | Training / O&M / maintenance attendance | Subcontractor | 0.1 | item | 1159.1963 | 115.9196 | Verify local quotation / authority charge
|  | Materials Total |  |  |  |  | 25.908
|  | Labour Total |  |  |  |  | 46.3679
|  | Plant & Subcontract Total |  |  |  |  | 135.2396
|  | Direct Resource Cost |  |  |  |  | 207.5155
|  | Transport / Carriage | 5% of materials |  |  |  | 1.2954 | Adjust for haul distance
|  | Small Tools, Water & Sundries | 2.5% of labour + plant |  |  |  | 4.5402 | Traditional allowance
|  | PRIME COST |  |  |  |  | 213.351
|  | Contractor Overheads | 10% |  |  |  | 21.3351 | Editable allowance
|  | Contractor Profit | 10% |  |  |  | 23.4686 | Editable allowance
|  | RATE PER BOQ UNIT | item |  |  |  | 258.1548 | Excluding VAT
Note | Quantities are standard estimating constants and must be adjusted for specification, method, location and supplier quotations.
DETAILED RATE ANALYSIS — EAST AFRICAN QS FORMAT
Module / Ref | MODULE 9 | 70.06 | [5 empty] | MODULE 9¦70.06
BOQ Item | Provide maintenance and attendance during defects-liability period
Unit | item | Pricing basis | Nairobi, Kenya — Sep 2026 | Currency | USD | VAT | Excluded
No. | Code | Resource Description | Category | Qty / BOQ Unit | Resource Unit | Rate (USD) | Amount (USD) | Remarks
1 | MAT-002 | Ancillary fittings, supports, fixings and connection materials | Material | 0.05 | item | 40.5719 | 2.0286 | Specific East African resource constant
2 | MAT-113 | Survey monitoring instrument/target | Material | 0.2 | nr | 119.3972 | 23.8794 | Specific East African resource constant
3 | LAB-001 | Specialist engineer / surveyor | Labour | 8 | hr | 3.864 | 30.9119 | Specific East African resource constant
4 | LAB-015 | Site engineer / surveyor | Labour | 4 | hr | 3.864 | 15.456 | Specific East African resource constant
5 | PLT-018 | Electrical/ICT test instruments | Plant & Tools | 0.5 | day | 38.6399 | 19.3199 | Specific East African resource constant
6 | SUB-025 | Training / O&M / maintenance attendance | Subcontractor | 0.1 | item | 1159.1963 | 115.9196 | Verify local quotation / authority charge
|  | Materials Total |  |  |  |  | 25.908
|  | Labour Total |  |  |  |  | 46.3679
|  | Plant & Subcontract Total |  |  |  |  | 135.2396
|  | Direct Resource Cost |  |  |  |  | 207.5155
|  | Transport / Carriage | 5% of materials |  |  |  | 1.2954 | Adjust for haul distance
|  | Small Tools, Water & Sundries | 2.5% of labour + plant |  |  |  | 4.5402 | Traditional allowance
|  | PRIME COST |  |  |  |  | 213.351
|  | Contractor Overheads | 10% |  |  |  | 21.3351 | Editable allowance
|  | Contractor Profit | 10% |  |  |  | 23.4686 | Editable allowance
|  | RATE PER BOQ UNIT | item |  |  |  | 258.1548 | Excluding VAT
Note | Quantities are standard estimating constants and must be adjusted for specification, method, location and supplier quotations.
DETAILED RATE ANALYSIS — EAST AFRICAN QS FORMAT
Module / Ref | MODULE 10 | 71.01 | [5 empty] | MODULE 10¦71.01
BOQ Item | Clear site, remove vegetation, obstructions and existing hardstanding
Unit | m² | Pricing basis | Nairobi, Kenya — Sep 2026 | Currency | USD | VAT | Excluded
No. | Code | Resource Description | Category | Qty / BOQ Unit | Resource Unit | Rate (USD) | Amount (USD) | Remarks
1 | MAT-002 | Ancillary fittings, supports, fixings and connection materials | Material | 0.12 | item | 40.5719 | 4.8686 | East African productivity / consumption constant
2 | MAT-001 | Specified item / equipment (compliance / BIM item) | Material | 0.02 | item | 405.7187 | 8.1144 | Verify supplier/subcontract quotation
3 | LAB-003 | Skilled labourer | Labour | 0.5 | hr | 1.1592 | 0.5796 | East African productivity / consumption constant
4 | LAB-002 | General labourer | Labour | 0.25 | hr | 0.7728 | 0.1932 | East African productivity / consumption constant
5 | PLT-016 | Small tools & consumables (allowance) | Plant & Tools | 0.08 | hr | 0.5796 | 0.046368 | East African productivity / consumption constant
6 | SUB-001 | Testing / commissioning allowance | Subcontractor | 0 | item | 193.1994 | 0 | Verify supplier/subcontract quotation
|  | Materials Total |  |  |  |  | 12.983
|  | Labour Total |  |  |  |  | 0.7728
|  | Plant & Subcontract Total |  |  |  |  | 0.046368
|  | Direct Resource Cost |  |  |  |  | 13.8022
|  | Transport / Carriage | 5% of materials |  |  |  | 0.64915 | Adjust for haul distance
|  | Small Tools, Water & Sundries | 2.5% of labour + plant |  |  |  | 0.020479 | Traditional allowance
|  | PRIME COST |  |  |  |  | 14.4718
|  | Contractor Overheads | 10% |  |  |  | 1.4472 | Editable allowance
|  | Contractor Profit | 10% |  |  |  | 1.5919 | Editable allowance
|  | RATE PER BOQ UNIT | m² |  |  |  | 17.5109 | Excluding VAT
Note | Quantities are standard estimating constants and must be adjusted for specification, method, location and supplier quotations.
DETAILED RATE ANALYSIS — EAST AFRICAN QS FORMAT
Module / Ref | MODULE 10 | 71.02 | [5 empty] | MODULE 10¦71.02
BOQ Item | Strip and stockpile topsoil for reuse
Unit | m³ | Pricing basis | Nairobi, Kenya — Sep 2026 | Currency | USD | VAT | Excluded
No. | Code | Resource Description | Category | Qty / BOQ Unit | Resource Unit | Rate (USD) | Amount (USD) | Remarks
1 | MAT-008 | Ready-mix concrete, C32/40 | Material | 0.25 | m³ | 129.83 | 32.4575 | East African productivity / consumption constant
2 | MAT-009 | Reinforcement steel bar (rebar) | Material | 0.04 | tonne | 1176.5842 | 47.0634 | East African productivity / consumption constant
3 | LAB-006 | Steel fixer | Labour | 1.5 | hr | 1.5456 | 2.3184 | East African productivity / consumption constant
4 | LAB-002 | General labourer | Labour | 1 | hr | 0.7728 | 0.7728 | East African productivity / consumption constant
5 | PLT-005 | Excavator, tracked 13t | Plant & Tools | 0.05 | day | 282.0711 | 14.1036 | East African productivity / consumption constant
6 | SUB-002 | Piling package | Subcontractor | 0.25 | m | 139.1036 | 34.7759 | Verify supplier/subcontract quotation
|  | Materials Total |  |  |  |  | 79.5209
|  | Labour Total |  |  |  |  | 3.0912
|  | Plant & Subcontract Total |  |  |  |  | 48.8794
|  | Direct Resource Cost |  |  |  |  | 131.4915
|  | Transport / Carriage | 5% of materials |  |  |  | 3.976 | Adjust for haul distance
|  | Small Tools, Water & Sundries | 2.5% of labour + plant |  |  |  | 1.2993 | Traditional allowance
|  | PRIME COST |  |  |  |  | 136.7668
|  | Contractor Overheads | 10% |  |  |  | 13.6767 | Editable allowance
|  | Contractor Profit | 10% |  |  |  | 15.0443 | Editable allowance
|  | RATE PER BOQ UNIT | m³ |  |  |  | 165.4878 | Excluding VAT
Note | Quantities are standard estimating constants and must be adjusted for specification, method, location and supplier quotations.
DETAILED RATE ANALYSIS — EAST AFRICAN QS FORMAT
Module / Ref | MODULE 10 | 71.03 | [5 empty] | MODULE 10¦71.03
BOQ Item | Excavate and regrade to external formation levels
Unit | m³ | Pricing basis | Nairobi, Kenya — Sep 2026 | Currency | USD | VAT | Excluded
No. | Code | Resource Description | Category | Qty / BOQ Unit | Resource Unit | Rate (USD) | Amount (USD) | Remarks
1 | MAT-029 | Hardcore / murram fill | Material | 0 | m³ | 18.3617 | 0 | East African productivity / consumption constant
2 | LAB-002 | General labourer | Labour | 0.5 | hr | 0.7728 | 0.3864 | East African productivity / consumption constant
3 | LAB-014 | Site foreman / ganger | Labour | 0.05 | hr | 2.7048 | 0.13524 | East African productivity / consumption constant
4 | PLT-005 | Excavator, tracked 13t | Plant & Tools | 0.025 | day | 282.0711 | 7.0518 | East African productivity / consumption constant
5 | PLT-006 | Dumper, 3t | Plant & Tools | 0.01 | day | 142.9675 | 1.4297 | East African productivity / consumption constant
6 | SUB-001 | Testing / commissioning allowance | Subcontractor | 0 | item | 193.1994 | 0 | Verify supplier/subcontract quotation
|  | Materials Total |  |  |  |  | 0
|  | Labour Total |  |  |  |  | 0.52164
|  | Plant & Subcontract Total |  |  |  |  | 8.4815
|  | Direct Resource Cost |  |  |  |  | 9.0031
|  | Transport / Carriage | 5% of materials |  |  |  | 0 | Adjust for haul distance
|  | Small Tools, Water & Sundries | 2.5% of labour + plant |  |  |  | 0.22508 | Traditional allowance
|  | PRIME COST |  |  |  |  | 9.2282
|  | Contractor Overheads | 10% |  |  |  | 0.92282 | Editable allowance
|  | Contractor Profit | 10% |  |  |  | 1.0151 | Editable allowance
|  | RATE PER BOQ UNIT | m³ |  |  |  | 11.1661 | Excluding VAT
Note | Quantities are standard estimating constants and must be adjusted for specification, method, location and supplier quotations.
DETAILED RATE ANALYSIS — EAST AFRICAN QS FORMAT
Module / Ref | MODULE 10 | 71.04 | [5 empty] | MODULE 10¦71.04
BOQ Item | Supply, place and compact imported fill to external areas
Unit | m³ | Pricing basis | Nairobi, Kenya — Sep 2026 | Currency | USD | VAT | Excluded
No. | Code | Resource Description | Category | Qty / BOQ Unit | Resource Unit | Rate (USD) | Amount (USD) | Remarks
1 | MAT-029 | Hardcore / murram fill | Material | 1 | m³ | 18.3617 | 18.3617 | East African productivity / consumption constant
2 | MAT-002 | Ancillary fittings, supports, fixings and connection materials | Material | 0.03 | item | 40.5719 | 1.2172 | East African productivity / consumption constant
3 | LAB-003 | Skilled labourer | Labour | 0.8 | hr | 1.1592 | 0.92736 | East African productivity / consumption constant
4 | LAB-002 | General labourer | Labour | 0.8 | hr | 0.7728 | 0.61824 | East African productivity / consumption constant
5 | PLT-014 | Compaction plate | Plant & Tools | 0.03 | day | 46.3679 | 1.391 | East African productivity / consumption constant
6 | SUB-001 | Testing / commissioning allowance | Subcontractor | 0 | item | 193.1994 | 0 | Verify supplier/subcontract quotation
|  | Materials Total |  |  |  |  | 19.5788
|  | Labour Total |  |  |  |  | 1.5456
|  | Plant & Subcontract Total |  |  |  |  | 1.391
|  | Direct Resource Cost |  |  |  |  | 22.5155
|  | Transport / Carriage | 5% of materials |  |  |  | 0.97894 | Adjust for haul distance
|  | Small Tools, Water & Sundries | 2.5% of labour + plant |  |  |  | 0.073416 | Traditional allowance
|  | PRIME COST |  |  |  |  | 23.5678
|  | Contractor Overheads | 10% |  |  |  | 2.3568 | Editable allowance
|  | Contractor Profit | 10% |  |  |  | 2.5925 | Editable allowance
|  | RATE PER BOQ UNIT | m³ |  |  |  | 28.5171 | Excluding VAT
Note | Quantities are standard estimating constants and must be adjusted for specification, method, location and supplier quotations.
DETAILED RATE ANALYSIS — EAST AFRICAN QS FORMAT
Module / Ref | MODULE 10 | 71.05 | [5 empty] | MODULE 10¦71.05
BOQ Item | Cart away surplus and unsuitable material off site
Unit | m³ | Pricing basis | Nairobi, Kenya — Sep 2026 | Currency | USD | VAT | Excluded
No. | Code | Resource Description | Category | Qty / BOQ Unit | Resource Unit | Rate (USD) | Amount (USD) | Remarks
1 | MAT-029 | Hardcore / murram fill | Material | 0 | m³ | 18.3617 | 0 | East African productivity / consumption constant
2 | LAB-002 | General labourer | Labour | 0.3 | hr | 0.7728 | 0.23184 | East African productivity / consumption constant
3 | LAB-014 | Site foreman / ganger | Labour | 0.03 | hr | 2.7048 | 0.081144 | East African productivity / consumption constant
4 | PLT-006 | Dumper, 3t | Plant & Tools | 0.08 | day | 142.9675 | 11.4374 | East African productivity / consumption constant
5 | PLT-005 | Excavator, tracked 13t | Plant & Tools | 0.01 | day | 282.0711 | 2.8207 | East African productivity / consumption constant
6 | SUB-001 | Testing / commissioning allowance | Subcontractor | 0 | item | 193.1994 | 0 | Verify supplier/subcontract quotation
|  | Materials Total |  |  |  |  | 0
|  | Labour Total |  |  |  |  | 0.31298
|  | Plant & Subcontract Total |  |  |  |  | 14.2581
|  | Direct Resource Cost |  |  |  |  | 14.5711
|  | Transport / Carriage | 5% of materials |  |  |  | 0 | Adjust for haul distance
|  | Small Tools, Water & Sundries | 2.5% of labour + plant |  |  |  | 0.36428 | Traditional allowance
|  | PRIME COST |  |  |  |  | 14.9354
|  | Contractor Overheads | 10% |  |  |  | 1.4935 | Editable allowance
|  | Contractor Profit | 10% |  |  |  | 1.6429 | Editable allowance
|  | RATE PER BOQ UNIT | m³ |  |  |  | 18.0718 | Excluding VAT
Note | Quantities are standard estimating constants and must be adjusted for specification, method, location and supplier quotations.
DETAILED RATE ANALYSIS — EAST AFRICAN QS FORMAT
Module / Ref | MODULE 10 | 71.06 | [5 empty] | MODULE 10¦71.06
BOQ Item | Supply and place capping and sub-base to external paved areas
Unit | m³ | Pricing basis | Nairobi, Kenya — Sep 2026 | Currency | USD | VAT | Excluded
No. | Code | Resource Description | Category | Qty / BOQ Unit | Resource Unit | Rate (USD) | Amount (USD) | Remarks
1 | MAT-029 | Hardcore / murram fill | Material | 1 | m³ | 18.3617 | 18.3617 | East African productivity / consumption constant
2 | MAT-002 | Ancillary fittings, supports, fixings and connection materials | Material | 0.03 | item | 40.5719 | 1.2172 | East African productivity / consumption constant
3 | LAB-003 | Skilled labourer | Labour | 0.8 | hr | 1.1592 | 0.92736 | East African productivity / consumption constant
4 | LAB-002 | General labourer | Labour | 0.8 | hr | 0.7728 | 0.61824 | East African productivity / consumption constant
5 | PLT-014 | Compaction plate | Plant & Tools | 0.03 | day | 46.3679 | 1.391 | East African productivity / consumption constant
6 | SUB-001 | Testing / commissioning allowance | Subcontractor | 0 | item | 193.1994 | 0 | Verify supplier/subcontract quotation
|  | Materials Total |  |  |  |  | 19.5788
|  | Labour Total |  |  |  |  | 1.5456
|  | Plant & Subcontract Total |  |  |  |  | 1.391
|  | Direct Resource Cost |  |  |  |  | 22.5155
|  | Transport / Carriage | 5% of materials |  |  |  | 0.97894 | Adjust for haul distance
|  | Small Tools, Water & Sundries | 2.5% of labour + plant |  |  |  | 0.073416 | Traditional allowance
|  | PRIME COST |  |  |  |  | 23.5678
|  | Contractor Overheads | 10% |  |  |  | 2.3568 | Editable allowance
|  | Contractor Profit | 10% |  |  |  | 2.5925 | Editable allowance
|  | RATE PER BOQ UNIT | m³ |  |  |  | 28.5171 | Excluding VAT
Note | Quantities are standard estimating constants and must be adjusted for specification, method, location and supplier quotations.
DETAILED RATE ANALYSIS — EAST AFRICAN QS FORMAT
Module / Ref | MODULE 10 | 72.01 | [5 empty] | MODULE 10¦72.01
BOQ Item | Supply and lay flexible (bituminous) road construction, including base and surface courses
Unit | m² | Pricing basis | Nairobi, Kenya — Sep 2026 | Currency | USD | VAT | Excluded
No. | Code | Resource Description | Category | Qty / BOQ Unit | Resource Unit | Rate (USD) | Amount (USD) | Remarks
1 | MAT-002 | Ancillary fittings, supports, fixings and connection materials | Material | 0.12 | item | 40.5719 | 4.8686 | East African productivity / consumption constant
2 | MAT-001 | Specified item / equipment (compliance / BIM item) | Material | 0.02 | item | 405.7187 | 8.1144 | Verify supplier/subcontract quotation
3 | LAB-003 | Skilled labourer | Labour | 0.5 | hr | 1.1592 | 0.5796 | East African productivity / consumption constant
4 | LAB-002 | General labourer | Labour | 0.25 | hr | 0.7728 | 0.1932 | East African productivity / consumption constant
5 | PLT-016 | Small tools & consumables (allowance) | Plant & Tools | 0.08 | hr | 0.5796 | 0.046368 | East African productivity / consumption constant
6 | SUB-001 | Testing / commissioning allowance | Subcontractor | 0 | item | 193.1994 | 0 | Verify supplier/subcontract quotation
|  | Materials Total |  |  |  |  | 12.983
|  | Labour Total |  |  |  |  | 0.7728
|  | Plant & Subcontract Total |  |  |  |  | 0.046368
|  | Direct Resource Cost |  |  |  |  | 13.8022
|  | Transport / Carriage | 5% of materials |  |  |  | 0.64915 | Adjust for haul distance
|  | Small Tools, Water & Sundries | 2.5% of labour + plant |  |  |  | 0.020479 | Traditional allowance
|  | PRIME COST |  |  |  |  | 14.4718
|  | Contractor Overheads | 10% |  |  |  | 1.4472 | Editable allowance
|  | Contractor Profit | 10% |  |  |  | 1.5919 | Editable allowance
|  | RATE PER BOQ UNIT | m² |  |  |  | 17.5109 | Excluding VAT
Note | Quantities are standard estimating constants and must be adjusted for specification, method, location and supplier quotations.
DETAILED RATE ANALYSIS — EAST AFRICAN QS FORMAT
Module / Ref | MODULE 10 | 72.02 | [5 empty] | MODULE 10¦72.02
BOQ Item | Supply and lay rigid (concrete) pavement, including reinforcement and joints
Unit | m² | Pricing basis | Nairobi, Kenya — Sep 2026 | Currency | USD | VAT | Excluded
No. | Code | Resource Description | Category | Qty / BOQ Unit | Resource Unit | Rate (USD) | Amount (USD) | Remarks
1 | MAT-090 | Concrete paving blocks | Material | 1.08 | m² | 15.0232 | 16.225 | East African productivity / consumption constant
2 | MAT-005 | Sand, fine aggregate | Material | 0.05 | m³ | 18.6631 | 0.93315 | East African productivity / consumption constant
3 | LAB-004 | Mason / bricklayer | Labour | 0.5 | hr | 1.5456 | 0.7728 | East African productivity / consumption constant
4 | LAB-002 | General labourer | Labour | 0.5 | hr | 0.7728 | 0.3864 | East African productivity / consumption constant
5 | PLT-014 | Compaction plate | Plant & Tools | 0.02 | day | 46.3679 | 0.92736 | East African productivity / consumption constant
6 | SUB-011 | Landscaping | Subcontractor | 0 | m² | 27.0479 | 0 | Verify supplier/subcontract quotation
|  | Materials Total |  |  |  |  | 17.1582
|  | Labour Total |  |  |  |  | 1.1592
|  | Plant & Subcontract Total |  |  |  |  | 0.92736
|  | Direct Resource Cost |  |  |  |  | 19.2447
|  | Transport / Carriage | 5% of materials |  |  |  | 0.85791 | Adjust for haul distance
|  | Small Tools, Water & Sundries | 2.5% of labour + plant |  |  |  | 0.052164 | Traditional allowance
|  | PRIME COST |  |  |  |  | 20.1548
|  | Contractor Overheads | 10% |  |  |  | 2.0155 | Editable allowance
|  | Contractor Profit | 10% |  |  |  | 2.217 | Editable allowance
|  | RATE PER BOQ UNIT | m² |  |  |  | 24.3873 | Excluding VAT
Note | Quantities are standard estimating constants and must be adjusted for specification, method, location and supplier quotations.
DETAILED RATE ANALYSIS — EAST AFRICAN QS FORMAT
Module / Ref | MODULE 10 | 72.03 | [5 empty] | MODULE 10¦72.03
BOQ Item | Supply and lay block paving to roads, footways or hardstanding
Unit | m² | Pricing basis | Nairobi, Kenya — Sep 2026 | Currency | USD | VAT | Excluded
No. | Code | Resource Description | Category | Qty / BOQ Unit | Resource Unit | Rate (USD) | Amount (USD) | Remarks
1 | MAT-090 | Concrete paving blocks | Material | 1.08 | m² | 15.0232 | 16.225 | East African productivity / consumption constant
2 | MAT-005 | Sand, fine aggregate | Material | 0.05 | m³ | 18.6631 | 0.93315 | East African productivity / consumption constant
3 | LAB-004 | Mason / bricklayer | Labour | 0.5 | hr | 1.5456 | 0.7728 | East African productivity / consumption constant
4 | LAB-002 | General labourer | Labour | 0.5 | hr | 0.7728 | 0.3864 | East African productivity / consumption constant
5 | PLT-014 | Compaction plate | Plant & Tools | 0.02 | day | 46.3679 | 0.92736 | East African productivity / consumption constant
6 | SUB-011 | Landscaping | Subcontractor | 0 | m² | 27.0479 | 0 | Verify supplier/subcontract quotation
|  | Materials Total |  |  |  |  | 17.1582
|  | Labour Total |  |  |  |  | 1.1592
|  | Plant & Subcontract Total |  |  |  |  | 0.92736
|  | Direct Resource Cost |  |  |  |  | 19.2447
|  | Transport / Carriage | 5% of materials |  |  |  | 0.85791 | Adjust for haul distance
|  | Small Tools, Water & Sundries | 2.5% of labour + plant |  |  |  | 0.052164 | Traditional allowance
|  | PRIME COST |  |  |  |  | 20.1548
|  | Contractor Overheads | 10% |  |  |  | 2.0155 | Editable allowance
|  | Contractor Profit | 10% |  |  |  | 2.217 | Editable allowance
|  | RATE PER BOQ UNIT | m² |  |  |  | 24.3873 | Excluding VAT
Note | Quantities are standard estimating constants and must be adjusted for specification, method, location and supplier quotations.
DETAILED RATE ANALYSIS — EAST AFRICAN QS FORMAT
Module / Ref | MODULE 10 | 72.04 | [5 empty] | MODULE 10¦72.04
BOQ Item | Supply and lay flag/slab paving to footways and plazas
Unit | m² | Pricing basis | Nairobi, Kenya — Sep 2026 | Currency | USD | VAT | Excluded
No. | Code | Resource Description | Category | Qty / BOQ Unit | Resource Unit | Rate (USD) | Amount (USD) | Remarks
1 | MAT-090 | Concrete paving blocks | Material | 1.08 | m² | 15.0232 | 16.225 | East African productivity / consumption constant
2 | MAT-005 | Sand, fine aggregate | Material | 0.05 | m³ | 18.6631 | 0.93315 | East African productivity / consumption constant
3 | LAB-004 | Mason / bricklayer | Labour | 0.5 | hr | 1.5456 | 0.7728 | East African productivity / consumption constant
4 | LAB-002 | General labourer | Labour | 0.5 | hr | 0.7728 | 0.3864 | East African productivity / consumption constant
5 | PLT-014 | Compaction plate | Plant & Tools | 0.02 | day | 46.3679 | 0.92736 | East African productivity / consumption constant
6 | SUB-011 | Landscaping | Subcontractor | 0 | m² | 27.0479 | 0 | Verify supplier/subcontract quotation
|  | Materials Total |  |  |  |  | 17.1582
|  | Labour Total |  |  |  |  | 1.1592
|  | Plant & Subcontract Total |  |  |  |  | 0.92736
|  | Direct Resource Cost |  |  |  |  | 19.2447
|  | Transport / Carriage | 5% of materials |  |  |  | 0.85791 | Adjust for haul distance
|  | Small Tools, Water & Sundries | 2.5% of labour + plant |  |  |  | 0.052164 | Traditional allowance
|  | PRIME COST |  |  |  |  | 20.1548
|  | Contractor Overheads | 10% |  |  |  | 2.0155 | Editable allowance
|  | Contractor Profit | 10% |  |  |  | 2.217 | Editable allowance
|  | RATE PER BOQ UNIT | m² |  |  |  | 24.3873 | Excluding VAT
Note | Quantities are standard estimating constants and must be adjusted for specification, method, location and supplier quotations.
DETAILED RATE ANALYSIS — EAST AFRICAN QS FORMAT
Module / Ref | MODULE 10 | 72.05 | [5 empty] | MODULE 10¦72.05
BOQ Item | Supply and lay resin-bound or specialist surfacing
Unit | m² | Pricing basis | Nairobi, Kenya — Sep 2026 | Currency | USD | VAT | Excluded
No. | Code | Resource Description | Category | Qty / BOQ Unit | Resource Unit | Rate (USD) | Amount (USD) | Remarks
1 | MAT-002 | Ancillary fittings, supports, fixings and connection materials | Material | 0.12 | item | 40.5719 | 4.8686 | East African productivity / consumption constant
2 | MAT-001 | Specified item / equipment (compliance / BIM item) | Material | 0.02 | item | 405.7187 | 8.1144 | Verify supplier/subcontract quotation
3 | LAB-003 | Skilled labourer | Labour | 0.5 | hr | 1.1592 | 0.5796 | East African productivity / consumption constant
4 | LAB-002 | General labourer | Labour | 0.25 | hr | 0.7728 | 0.1932 | East African productivity / consumption constant
5 | PLT-016 | Small tools & consumables (allowance) | Plant & Tools | 0.08 | hr | 0.5796 | 0.046368 | East African productivity / consumption constant
6 | SUB-001 | Testing / commissioning allowance | Subcontractor | 0 | item | 193.1994 | 0 | Verify supplier/subcontract quotation
|  | Materials Total |  |  |  |  | 12.983
|  | Labour Total |  |  |  |  | 0.7728
|  | Plant & Subcontract Total |  |  |  |  | 0.046368
|  | Direct Resource Cost |  |  |  |  | 13.8022
|  | Transport / Carriage | 5% of materials |  |  |  | 0.64915 | Adjust for haul distance
|  | Small Tools, Water & Sundries | 2.5% of labour + plant |  |  |  | 0.020479 | Traditional allowance
|  | PRIME COST |  |  |  |  | 14.4718
|  | Contractor Overheads | 10% |  |  |  | 1.4472 | Editable allowance
|  | Contractor Profit | 10% |  |  |  | 1.5919 | Editable allowance
|  | RATE PER BOQ UNIT | m² |  |  |  | 17.5109 | Excluding VAT
Note | Quantities are standard estimating constants and must be adjusted for specification, method, location and supplier quotations.
DETAILED RATE ANALYSIS — EAST AFRICAN QS FORMAT
Module / Ref | MODULE 10 | 72.06 | [5 empty] | MODULE 10¦72.06
BOQ Item | Supply and install precast concrete kerbs, edgings and channels
Unit | m | Pricing basis | Nairobi, Kenya — Sep 2026 | Currency | USD | VAT | Excluded
No. | Code | Resource Description | Category | Qty / BOQ Unit | Resource Unit | Rate (USD) | Amount (USD) | Remarks
1 | MAT-091 | Precast concrete kerb | Material | 1.05 | m | 7.3029 | 7.6681 | East African productivity / consumption constant
2 | MAT-007 | Ready-mix concrete, C25/30 | Material | 0.02 | m³ | 117.6584 | 2.3532 | East African productivity / consumption constant
3 | LAB-004 | Mason / bricklayer | Labour | 0.4 | hr | 1.5456 | 0.61824 | East African productivity / consumption constant
4 | LAB-002 | General labourer | Labour | 0.3 | hr | 0.7728 | 0.23184 | East African productivity / consumption constant
5 | PLT-014 | Compaction plate | Plant & Tools | 0.01 | day | 46.3679 | 0.46368 | East African productivity / consumption constant
6 | SUB-011 | Landscaping | Subcontractor | 0 | m² | 27.0479 | 0 | Verify supplier/subcontract quotation
|  | Materials Total |  |  |  |  | 10.0213
|  | Labour Total |  |  |  |  | 0.85008
|  | Plant & Subcontract Total |  |  |  |  | 0.46368
|  | Direct Resource Cost |  |  |  |  | 11.335
|  | Transport / Carriage | 5% of materials |  |  |  | 0.50106 | Adjust for haul distance
|  | Small Tools, Water & Sundries | 2.5% of labour + plant |  |  |  | 0.032844 | Traditional allowance
|  | PRIME COST |  |  |  |  | 11.8689
|  | Contractor Overheads | 10% |  |  |  | 1.1869 | Editable allowance
|  | Contractor Profit | 10% |  |  |  | 1.3056 | Editable allowance
|  | RATE PER BOQ UNIT | m |  |  |  | 14.3614 | Excluding VAT
Note | Quantities are standard estimating constants and must be adjusted for specification, method, location and supplier quotations.
DETAILED RATE ANALYSIS — EAST AFRICAN QS FORMAT
Module / Ref | MODULE 10 | 72.07 | [5 empty] | MODULE 10¦72.07
BOQ Item | Supply and install tactile paving and dropped-kerb crossings
Unit | m² | Pricing basis | Nairobi, Kenya — Sep 2026 | Currency | USD | VAT | Excluded
No. | Code | Resource Description | Category | Qty / BOQ Unit | Resource Unit | Rate (USD) | Amount (USD) | Remarks
1 | MAT-108 | PPE and site-safety consumables | Material | 1 | set | 40.5719 | 40.5719 | Specific East African resource constant
2 | MAT-109 | Fire extinguisher and fire-point equipment | Material | 0.05 | nr | 95.5178 | 4.7759 | Specific East African resource constant
3 | LAB-014 | Site foreman / ganger | Labour | 2 | hr | 2.7048 | 5.4096 | Specific East African resource constant
4 | LAB-002 | General labourer | Labour | 1 | hr | 0.7728 | 0.7728 | Specific East African resource constant
5 | PLT-016 | Small tools & consumables (allowance) | Plant & Tools | 0.2 | hr | 0.5796 | 0.11592 | Specific East African resource constant
6 | SUB-020 | Statutory authority / permit fee allowance | Subcontractor | 0 | item | 579.5981 | 0 | Verify local quotation / authority charge
|  | Materials Total |  |  |  |  | 45.3478
|  | Labour Total |  |  |  |  | 6.1824
|  | Plant & Subcontract Total |  |  |  |  | 0.11592
|  | Direct Resource Cost |  |  |  |  | 51.6461
|  | Transport / Carriage | 5% of materials |  |  |  | 2.2674 | Adjust for haul distance
|  | Small Tools, Water & Sundries | 2.5% of labour + plant |  |  |  | 0.15746 | Traditional allowance
|  | PRIME COST |  |  |  |  | 54.0709
|  | Contractor Overheads | 10% |  |  |  | 5.4071 | Editable allowance
|  | Contractor Profit | 10% |  |  |  | 5.9478 | Editable allowance
|  | RATE PER BOQ UNIT | m² |  |  |  | 65.4258 | Excluding VAT
Note | Quantities are standard estimating constants and must be adjusted for specification, method, location and supplier quotations.
DETAILED RATE ANALYSIS — EAST AFRICAN QS FORMAT
Module / Ref | MODULE 10 | 72.08 | [5 empty] | MODULE 10¦72.08
BOQ Item | Supply and install external steps, ramps and stairs
Unit | nr | Pricing basis | Nairobi, Kenya — Sep 2026 | Currency | USD | VAT | Excluded
No. | Code | Resource Description | Category | Qty / BOQ Unit | Resource Unit | Rate (USD) | Amount (USD) | Remarks
1 | MAT-141 | External steps / ramp assembly | Material | 1 | nr | 973.7249 | 973.7249 | Specific East African resource constant
2 | MAT-007 | Ready-mix concrete, C25/30 | Material | 0.1 | m³ | 117.6584 | 11.7658 | Specific East African resource constant
3 | LAB-004 | Mason / bricklayer | Labour | 6 | hr | 1.5456 | 9.2736 | Specific East African resource constant
4 | LAB-002 | General labourer | Labour | 4 | hr | 0.7728 | 3.0912 | Specific East African resource constant
5 | PLT-014 | Compaction plate | Plant & Tools | 0.03 | day | 46.3679 | 1.391 | Specific East African resource constant
6 | SUB-011 | Landscaping | Subcontractor | 0.01 | m² | 27.0479 | 0.27048 | Verify local quotation / authority charge
|  | Materials Total |  |  |  |  | 985.4907
|  | Labour Total |  |  |  |  | 12.3648
|  | Plant & Subcontract Total |  |  |  |  | 1.6615
|  | Direct Resource Cost |  |  |  |  | 999.517
|  | Transport / Carriage | 5% of materials |  |  |  | 49.2745 | Adjust for haul distance
|  | Small Tools, Water & Sundries | 2.5% of labour + plant |  |  |  | 0.35066 | Traditional allowance
|  | PRIME COST |  |  |  |  | 1049.1422
|  | Contractor Overheads | 10% |  |  |  | 104.9142 | Editable allowance
|  | Contractor Profit | 10% |  |  |  | 115.4056 | Editable allowance
|  | RATE PER BOQ UNIT | nr |  |  |  | 1269.4621 | Excluding VAT
Note | Quantities are standard estimating constants and must be adjusted for specification, method, location and supplier quotations.
DETAILED RATE ANALYSIS — EAST AFRICAN QS FORMAT
Module / Ref | MODULE 10 | 73.01 | [5 empty] | MODULE 10¦73.01
BOQ Item | Excavate trenches and lay surface-water drainage pipes, including bedding and backfill
Unit | m | Pricing basis | Nairobi, Kenya — Sep 2026 | Currency | USD | VAT | Excluded
No. | Code | Resource Description | Category | Qty / BOQ Unit | Resource Unit | Rate (USD) | Amount (USD) | Remarks
1 | MAT-048 | PPR water pipe and fittings | Material | 1.05 | m | 2.4343 | 2.556 | East African productivity / consumption constant
2 | MAT-002 | Ancillary fittings, supports, fixings and connection materials | Material | 0.03 | item | 40.5719 | 1.2172 | East African productivity / consumption constant
3 | LAB-011 | Plumber | Labour | 0.35 | hr | 2.3184 | 0.81144 | East African productivity / consumption constant
4 | LAB-002 | General labourer | Labour | 0.15 | hr | 0.7728 | 0.11592 | East African productivity / consumption constant
5 | PLT-019 | Pipe threading/fusion equipment | Plant & Tools | 0.03 | day | 61.8238 | 1.8547 | East African productivity / consumption constant
6 | SUB-005 | Mechanical / HVAC installation | Subcontractor | 0 | item | 5795.9815 | 0 | Verify supplier/subcontract quotation
|  | Materials Total |  |  |  |  | 3.7732
|  | Labour Total |  |  |  |  | 0.92736
|  | Plant & Subcontract Total |  |  |  |  | 1.8547
|  | Direct Resource Cost |  |  |  |  | 6.5553
|  | Transport / Carriage | 5% of materials |  |  |  | 0.18866 | Adjust for haul distance
|  | Small Tools, Water & Sundries | 2.5% of labour + plant |  |  |  | 0.069552 | Traditional allowance
|  | PRIME COST |  |  |  |  | 6.8135
|  | Contractor Overheads | 10% |  |  |  | 0.68135 | Editable allowance
|  | Contractor Profit | 10% |  |  |  | 0.74948 | Editable allowance
|  | RATE PER BOQ UNIT | m |  |  |  | 8.2443 | Excluding VAT
Note | Quantities are standard estimating constants and must be adjusted for specification, method, location and supplier quotations.
DETAILED RATE ANALYSIS — EAST AFRICAN QS FORMAT
Module / Ref | MODULE 10 | 73.02 | [5 empty] | MODULE 10¦73.02
BOQ Item | Excavate trenches and lay foul drainage pipes, including bedding and backfill
Unit | m | Pricing basis | Nairobi, Kenya — Sep 2026 | Currency | USD | VAT | Excluded
No. | Code | Resource Description | Category | Qty / BOQ Unit | Resource Unit | Rate (USD) | Amount (USD) | Remarks
1 | MAT-021 | PVC pipe, 110mm | Material | 1.05 | m | 3.4486 | 3.621 | East African productivity / consumption constant
2 | MAT-002 | Ancillary fittings, supports, fixings and connection materials | Material | 0.03 | item | 40.5719 | 1.2172 | East African productivity / consumption constant
3 | LAB-011 | Plumber | Labour | 0.35 | hr | 2.3184 | 0.81144 | East African productivity / consumption constant
4 | LAB-002 | General labourer | Labour | 0.15 | hr | 0.7728 | 0.11592 | East African productivity / consumption constant
5 | PLT-019 | Pipe threading/fusion equipment | Plant & Tools | 0.03 | day | 61.8238 | 1.8547 | East African productivity / consumption constant
6 | SUB-005 | Mechanical / HVAC installation | Subcontractor | 0 | item | 5795.9815 | 0 | Verify supplier/subcontract quotation
|  | Materials Total |  |  |  |  | 4.8382
|  | Labour Total |  |  |  |  | 0.92736
|  | Plant & Subcontract Total |  |  |  |  | 1.8547
|  | Direct Resource Cost |  |  |  |  | 7.6203
|  | Transport / Carriage | 5% of materials |  |  |  | 0.24191 | Adjust for haul distance
|  | Small Tools, Water & Sundries | 2.5% of labour + plant |  |  |  | 0.069552 | Traditional allowance
|  | PRIME COST |  |  |  |  | 7.9317
|  | Contractor Overheads | 10% |  |  |  | 0.79317 | Editable allowance
|  | Contractor Profit | 10% |  |  |  | 0.87249 | Editable allowance
|  | RATE PER BOQ UNIT | m |  |  |  | 9.5974 | Excluding VAT
Note | Quantities are standard estimating constants and must be adjusted for specification, method, location and supplier quotations.
DETAILED RATE ANALYSIS — EAST AFRICAN QS FORMAT
Module / Ref | MODULE 10 | 73.03 | [5 empty] | MODULE 10¦73.03
BOQ Item | Supply and install manholes, catchpits and inspection chambers
Unit | nr | Pricing basis | Nairobi, Kenya — Sep 2026 | Currency | USD | VAT | Excluded
No. | Code | Resource Description | Category | Qty / BOQ Unit | Resource Unit | Rate (USD) | Amount (USD) | Remarks
1 | MAT-102 | Precast inspection chamber/manhole | Material | 1 | nr | 973.7249 | 973.7249 | East African productivity / consumption constant
2 | MAT-013 | Cement mortar | Material | 0.05 | m³ | 77.0866 | 3.8543 | East African productivity / consumption constant
3 | LAB-004 | Mason / bricklayer | Labour | 6 | hr | 1.5456 | 9.2736 | East African productivity / consumption constant
4 | LAB-002 | General labourer | Labour | 6 | hr | 0.7728 | 4.6368 | East African productivity / consumption constant
5 | PLT-005 | Excavator, tracked 13t | Plant & Tools | 0.05 | day | 282.0711 | 14.1036 | East African productivity / consumption constant
6 | PLT-016 | Small tools & consumables (allowance) | Plant & Tools | 0.2 | hr | 0.5796 | 0.11592 | East African productivity / consumption constant
|  | Materials Total |  |  |  |  | 977.5792
|  | Labour Total |  |  |  |  | 13.9104
|  | Plant & Subcontract Total |  |  |  |  | 14.2195
|  | Direct Resource Cost |  |  |  |  | 1005.709
|  | Transport / Carriage | 5% of materials |  |  |  | 48.879 | Adjust for haul distance
|  | Small Tools, Water & Sundries | 2.5% of labour + plant |  |  |  | 0.70325 | Traditional allowance
|  | PRIME COST |  |  |  |  | 1055.2912
|  | Contractor Overheads | 10% |  |  |  | 105.5291 | Editable allowance
|  | Contractor Profit | 10% |  |  |  | 116.082 | Editable allowance
|  | RATE PER BOQ UNIT | nr |  |  |  | 1276.9024 | Excluding VAT
Note | Quantities are standard estimating constants and must be adjusted for specification, method, location and supplier quotations.
DETAILED RATE ANALYSIS — EAST AFRICAN QS FORMAT
Module / Ref | MODULE 10 | 73.04 | [5 empty] | MODULE 10¦73.04
BOQ Item | Supply and install gullies, channels and linear drainage
Unit | nr | Pricing basis | Nairobi, Kenya — Sep 2026 | Currency | USD | VAT | Excluded
No. | Code | Resource Description | Category | Qty / BOQ Unit | Resource Unit | Rate (USD) | Amount (USD) | Remarks
1 | MAT-118 | Drainage gully / rodding fitting | Material | 1 | nr | 97.3725 | 97.3725 | Specific East African resource constant
2 | MAT-120 | Pipe support / bracket assembly | Material | 1 | nr | 14.6059 | 14.6059 | Specific East African resource constant
3 | LAB-011 | Plumber | Labour | 1.5 | hr | 2.3184 | 3.4776 | Specific East African resource constant
4 | LAB-002 | General labourer | Labour | 0.5 | hr | 0.7728 | 0.3864 | Specific East African resource constant
5 | PLT-019 | Pipe threading/fusion equipment | Plant & Tools | 0.02 | day | 61.8238 | 1.2365 | Specific East African resource constant
6 | SUB-005 | Mechanical / HVAC installation | Subcontractor | 0 | item | 5795.9815 | 0 | Verify local quotation / authority charge
|  | Materials Total |  |  |  |  | 111.9784
|  | Labour Total |  |  |  |  | 3.864
|  | Plant & Subcontract Total |  |  |  |  | 1.2365
|  | Direct Resource Cost |  |  |  |  | 117.0788
|  | Transport / Carriage | 5% of materials |  |  |  | 5.5989 | Adjust for haul distance
|  | Small Tools, Water & Sundries | 2.5% of labour + plant |  |  |  | 0.12751 | Traditional allowance
|  | PRIME COST |  |  |  |  | 122.8053
|  | Contractor Overheads | 10% |  |  |  | 12.2805 | Editable allowance
|  | Contractor Profit | 10% |  |  |  | 13.5086 | Editable allowance
|  | RATE PER BOQ UNIT | nr |  |  |  | 148.5944 | Excluding VAT
Note | Quantities are standard estimating constants and must be adjusted for specification, method, location and supplier quotations.
DETAILED RATE ANALYSIS — EAST AFRICAN QS FORMAT
Module / Ref | MODULE 10 | 73.05 | [5 empty] | MODULE 10¦73.05
BOQ Item | Supply and install attenuation, soakaway and SuDS features
Unit | nr | Pricing basis | Nairobi, Kenya — Sep 2026 | Currency | USD | VAT | Excluded
No. | Code | Resource Description | Category | Qty / BOQ Unit | Resource Unit | Rate (USD) | Amount (USD) | Remarks
1 | MAT-142 | Soakaway / attenuation / SuDS unit | Material | 1 | nr | 2840.0309 | 2840.0309 | Specific East African resource constant
2 | MAT-029 | Hardcore / murram fill | Material | 1 | m³ | 18.3617 | 18.3617 | Specific East African resource constant
3 | LAB-004 | Mason / bricklayer | Labour | 8 | hr | 1.5456 | 12.3648 | Specific East African resource constant
4 | LAB-002 | General labourer | Labour | 8 | hr | 0.7728 | 6.1824 | Specific East African resource constant
5 | PLT-005 | Excavator, tracked 13t | Plant & Tools | 0.1 | day | 282.0711 | 28.2071 | Specific East African resource constant
6 | SUB-011 | Landscaping | Subcontractor | 0.02 | m² | 27.0479 | 0.54096 | Verify local quotation / authority charge
|  | Materials Total |  |  |  |  | 2858.3926
|  | Labour Total |  |  |  |  | 18.5471
|  | Plant & Subcontract Total |  |  |  |  | 28.7481
|  | Direct Resource Cost |  |  |  |  | 2905.6878
|  | Transport / Carriage | 5% of materials |  |  |  | 142.9196 | Adjust for haul distance
|  | Small Tools, Water & Sundries | 2.5% of labour + plant |  |  |  | 1.1824 | Traditional allowance
|  | PRIME COST |  |  |  |  | 3049.7898
|  | Contractor Overheads | 10% |  |  |  | 304.979 | Editable allowance
|  | Contractor Profit | 10% |  |  |  | 335.4769 | Editable allowance
|  | RATE PER BOQ UNIT | nr |  |  |  | 3690.2457 | Excluding VAT
Note | Quantities are standard estimating constants and must be adjusted for specification, method, location and supplier quotations.
DETAILED RATE ANALYSIS — EAST AFRICAN QS FORMAT
Module / Ref | MODULE 10 | 73.06 | [5 empty] | MODULE 10¦73.06
BOQ Item | Supply and install petrol interceptors and outfall connections
Unit | nr | Pricing basis | Nairobi, Kenya — Sep 2026 | Currency | USD | VAT | Excluded
No. | Code | Resource Description | Category | Qty / BOQ Unit | Resource Unit | Rate (USD) | Amount (USD) | Remarks
1 | MAT-119 | Oil interceptor / separator | Material | 1 | nr | 2785.9351 | 2785.9351 | Specific East African resource constant
2 | MAT-073 | Valve / control valve | Material | 2 | nr | 95.5178 | 191.0355 | Specific East African resource constant
3 | LAB-011 | Plumber | Labour | 8 | hr | 2.3184 | 18.5471 | Specific East African resource constant
4 | LAB-002 | General labourer | Labour | 4 | hr | 0.7728 | 3.0912 | Specific East African resource constant
5 | PLT-007 | Mobile crane, 25t | Plant & Tools | 0.05 | day | 1062.5966 | 53.1298 | Specific East African resource constant
6 | SUB-005 | Mechanical / HVAC installation | Subcontractor | 0.02 | item | 5795.9815 | 115.9196 | Verify local quotation / authority charge
|  | Materials Total |  |  |  |  | 2976.9706
|  | Labour Total |  |  |  |  | 21.6383
|  | Plant & Subcontract Total |  |  |  |  | 169.0495
|  | Direct Resource Cost |  |  |  |  | 3167.6584
|  | Transport / Carriage | 5% of materials |  |  |  | 148.8485 | Adjust for haul distance
|  | Small Tools, Water & Sundries | 2.5% of labour + plant |  |  |  | 4.7672 | Traditional allowance
|  | PRIME COST |  |  |  |  | 3321.2741
|  | Contractor Overheads | 10% |  |  |  | 332.1274 | Editable allowance
|  | Contractor Profit | 10% |  |  |  | 365.3402 | Editable allowance
|  | RATE PER BOQ UNIT | nr |  |  |  | 4018.7417 | Excluding VAT
Note | Quantities are standard estimating constants and must be adjusted for specification, method, location and supplier quotations.
DETAILED RATE ANALYSIS — EAST AFRICAN QS FORMAT
Module / Ref | MODULE 10 | 73.07 | [5 empty] | MODULE 10¦73.07
BOQ Item | Connect external drainage to existing/public sewer, including testing
Unit | nr | Pricing basis | Nairobi, Kenya — Sep 2026 | Currency | USD | VAT | Excluded
No. | Code | Resource Description | Category | Qty / BOQ Unit | Resource Unit | Rate (USD) | Amount (USD) | Remarks
1 | MAT-142 | Soakaway / attenuation / SuDS unit | Material | 1 | nr | 2840.0309 | 2840.0309 | Discipline-specific East African resource allowance
2 | MAT-118 | Drainage gully / rodding fitting | Material | 1 | nr | 97.3725 | 97.3725 | Discipline-specific East African resource allowance
3 | LAB-004 | Mason / bricklayer | Labour | 2 | hr | 1.5456 | 3.0912 | Discipline-specific East African resource allowance
4 | LAB-002 | General labourer | Labour | 2 | hr | 0.7728 | 1.5456 | Discipline-specific East African resource allowance
5 | PLT-005 | Excavator, tracked 13t | Plant & Tools | 0.03 | day | 282.0711 | 8.4621 | Discipline-specific East African resource allowance
6 | SUB-011 | Landscaping | Subcontractor | 0.005 | m² | 27.0479 | 0.13524 | Discipline provisional allowance — verify quotation
|  | Materials Total |  |  |  |  | 2937.4034
|  | Labour Total |  |  |  |  | 4.6368
|  | Plant & Subcontract Total |  |  |  |  | 8.5974
|  | Direct Resource Cost |  |  |  |  | 2950.6376
|  | Transport / Carriage | 5% of materials |  |  |  | 146.8702 | Adjust for haul distance
|  | Small Tools, Water & Sundries | 2.5% of labour + plant |  |  |  | 0.33085 | Traditional allowance
|  | PRIME COST |  |  |  |  | 3097.8386
|  | Contractor Overheads | 10% |  |  |  | 309.7839 | Editable allowance
|  | Contractor Profit | 10% |  |  |  | 340.7622 | Editable allowance
|  | RATE PER BOQ UNIT | nr |  |  |  | 3748.3847 | Excluding VAT
Note | Quantities are standard estimating constants and must be adjusted for specification, method, location and supplier quotations.
DETAILED RATE ANALYSIS — EAST AFRICAN QS FORMAT
Module / Ref | MODULE 10 | 74.01 | [5 empty] | MODULE 10¦74.01
BOQ Item | Spread and grade imported or retained topsoil to planting areas
Unit | m³ | Pricing basis | Nairobi, Kenya — Sep 2026 | Currency | USD | VAT | Excluded
No. | Code | Resource Description | Category | Qty / BOQ Unit | Resource Unit | Rate (USD) | Amount (USD) | Remarks
1 | MAT-095 | Tree/shrub planting stock | Material | 1 | nr | 20.8655 | 20.8655 | East African productivity / consumption constant
2 | MAT-029 | Hardcore / murram fill | Material | 0 | m³ | 18.3617 | 0 | East African productivity / consumption constant
3 | LAB-022 | Landscaper / horticultural worker | Labour | 1 | hr | 1.449 | 1.449 | East African productivity / consumption constant
4 | LAB-002 | General labourer | Labour | 0.5 | hr | 0.7728 | 0.3864 | East African productivity / consumption constant
5 | PLT-014 | Compaction plate | Plant & Tools | 0 | day | 46.3679 | 0 | East African productivity / consumption constant
6 | SUB-011 | Landscaping | Subcontractor | 0.01 | m² | 27.0479 | 0.27048 | Verify supplier/subcontract quotation
|  | Materials Total |  |  |  |  | 20.8655
|  | Labour Total |  |  |  |  | 1.8354
|  | Plant & Subcontract Total |  |  |  |  | 0.27048
|  | Direct Resource Cost |  |  |  |  | 22.9714
|  | Transport / Carriage | 5% of materials |  |  |  | 1.0433 | Adjust for haul distance
|  | Small Tools, Water & Sundries | 2.5% of labour + plant |  |  |  | 0.052647 | Traditional allowance
|  | PRIME COST |  |  |  |  | 24.0673
|  | Contractor Overheads | 10% |  |  |  | 2.4067 | Editable allowance
|  | Contractor Profit | 10% |  |  |  | 2.6474 | Editable allowance
|  | RATE PER BOQ UNIT | m³ |  |  |  | 29.1215 | Excluding VAT
Note | Quantities are standard estimating constants and must be adjusted for specification, method, location and supplier quotations.
DETAILED RATE ANALYSIS — EAST AFRICAN QS FORMAT
Module / Ref | MODULE 10 | 74.02 | [5 empty] | MODULE 10¦74.02
BOQ Item | Supply and lay turf to specified areas
Unit | m² | Pricing basis | Nairobi, Kenya — Sep 2026 | Currency | USD | VAT | Excluded
No. | Code | Resource Description | Category | Qty / BOQ Unit | Resource Unit | Rate (USD) | Amount (USD) | Remarks
1 | MAT-002 | Ancillary fittings, supports, fixings and connection materials | Material | 0.12 | item | 40.5719 | 4.8686 | East African productivity / consumption constant
2 | MAT-001 | Specified item / equipment (compliance / BIM item) | Material | 0.02 | item | 405.7187 | 8.1144 | Verify supplier/subcontract quotation
3 | LAB-003 | Skilled labourer | Labour | 0.5 | hr | 1.1592 | 0.5796 | East African productivity / consumption constant
4 | LAB-002 | General labourer | Labour | 0.25 | hr | 0.7728 | 0.1932 | East African productivity / consumption constant
5 | PLT-016 | Small tools & consumables (allowance) | Plant & Tools | 0.08 | hr | 0.5796 | 0.046368 | East African productivity / consumption constant
6 | SUB-001 | Testing / commissioning allowance | Subcontractor | 0 | item | 193.1994 | 0 | Verify supplier/subcontract quotation
|  | Materials Total |  |  |  |  | 12.983
|  | Labour Total |  |  |  |  | 0.7728
|  | Plant & Subcontract Total |  |  |  |  | 0.046368
|  | Direct Resource Cost |  |  |  |  | 13.8022
|  | Transport / Carriage | 5% of materials |  |  |  | 0.64915 | Adjust for haul distance
|  | Small Tools, Water & Sundries | 2.5% of labour + plant |  |  |  | 0.020479 | Traditional allowance
|  | PRIME COST |  |  |  |  | 14.4718
|  | Contractor Overheads | 10% |  |  |  | 1.4472 | Editable allowance
|  | Contractor Profit | 10% |  |  |  | 1.5919 | Editable allowance
|  | RATE PER BOQ UNIT | m² |  |  |  | 17.5109 | Excluding VAT
Note | Quantities are standard estimating constants and must be adjusted for specification, method, location and supplier quotations.
DETAILED RATE ANALYSIS — EAST AFRICAN QS FORMAT
Module / Ref | MODULE 10 | 74.03 | [5 empty] | MODULE 10¦74.03
BOQ Item | Seed grassed areas, including preparation and fertiliser
Unit | m² | Pricing basis | Nairobi, Kenya — Sep 2026 | Currency | USD | VAT | Excluded
No. | Code | Resource Description | Category | Qty / BOQ Unit | Resource Unit | Rate (USD) | Amount (USD) | Remarks
1 | MAT-002 | Ancillary fittings, supports, fixings and connection materials | Material | 0.12 | item | 40.5719 | 4.8686 | East African productivity / consumption constant
2 | MAT-001 | Specified item / equipment (compliance / BIM item) | Material | 0.02 | item | 405.7187 | 8.1144 | Verify supplier/subcontract quotation
3 | LAB-003 | Skilled labourer | Labour | 0.5 | hr | 1.1592 | 0.5796 | East African productivity / consumption constant
4 | LAB-002 | General labourer | Labour | 0.25 | hr | 0.7728 | 0.1932 | East African productivity / consumption constant
5 | PLT-016 | Small tools & consumables (allowance) | Plant & Tools | 0.08 | hr | 0.5796 | 0.046368 | East African productivity / consumption constant
6 | SUB-001 | Testing / commissioning allowance | Subcontractor | 0 | item | 193.1994 | 0 | Verify supplier/subcontract quotation
|  | Materials Total |  |  |  |  | 12.983
|  | Labour Total |  |  |  |  | 0.7728
|  | Plant & Subcontract Total |  |  |  |  | 0.046368
|  | Direct Resource Cost |  |  |  |  | 13.8022
|  | Transport / Carriage | 5% of materials |  |  |  | 0.64915 | Adjust for haul distance
|  | Small Tools, Water & Sundries | 2.5% of labour + plant |  |  |  | 0.020479 | Traditional allowance
|  | PRIME COST |  |  |  |  | 14.4718
|  | Contractor Overheads | 10% |  |  |  | 1.4472 | Editable allowance
|  | Contractor Profit | 10% |  |  |  | 1.5919 | Editable allowance
|  | RATE PER BOQ UNIT | m² |  |  |  | 17.5109 | Excluding VAT
Note | Quantities are standard estimating constants and must be adjusted for specification, method, location and supplier quotations.
DETAILED RATE ANALYSIS — EAST AFRICAN QS FORMAT
Module / Ref | MODULE 10 | 74.04 | [5 empty] | MODULE 10¦74.04
BOQ Item | Supply and plant trees, including staking, pit and support
Unit | nr | Pricing basis | Nairobi, Kenya — Sep 2026 | Currency | USD | VAT | Excluded
No. | Code | Resource Description | Category | Qty / BOQ Unit | Resource Unit | Rate (USD) | Amount (USD) | Remarks
1 | MAT-142 | Soakaway / attenuation / SuDS unit | Material | 1 | nr | 2840.0309 | 2840.0309 | Discipline-specific East African resource allowance
2 | MAT-118 | Drainage gully / rodding fitting | Material | 1 | nr | 97.3725 | 97.3725 | Discipline-specific East African resource allowance
3 | LAB-004 | Mason / bricklayer | Labour | 2 | hr | 1.5456 | 3.0912 | Discipline-specific East African resource allowance
4 | LAB-002 | General labourer | Labour | 2 | hr | 0.7728 | 1.5456 | Discipline-specific East African resource allowance
5 | PLT-005 | Excavator, tracked 13t | Plant & Tools | 0.03 | day | 282.0711 | 8.4621 | Discipline-specific East African resource allowance
6 | SUB-011 | Landscaping | Subcontractor | 0.005 | m² | 27.0479 | 0.13524 | Discipline provisional allowance — verify quotation
|  | Materials Total |  |  |  |  | 2937.4034
|  | Labour Total |  |  |  |  | 4.6368
|  | Plant & Subcontract Total |  |  |  |  | 8.5974
|  | Direct Resource Cost |  |  |  |  | 2950.6376
|  | Transport / Carriage | 5% of materials |  |  |  | 146.8702 | Adjust for haul distance
|  | Small Tools, Water & Sundries | 2.5% of labour + plant |  |  |  | 0.33085 | Traditional allowance
|  | PRIME COST |  |  |  |  | 3097.8386
|  | Contractor Overheads | 10% |  |  |  | 309.7839 | Editable allowance
|  | Contractor Profit | 10% |  |  |  | 340.7622 | Editable allowance
|  | RATE PER BOQ UNIT | nr |  |  |  | 3748.3847 | Excluding VAT
Note | Quantities are standard estimating constants and must be adjusted for specification, method, location and supplier quotations.
DETAILED RATE ANALYSIS — EAST AFRICAN QS FORMAT
Module / Ref | MODULE 10 | 74.05 | [5 empty] | MODULE 10¦74.05
BOQ Item | Supply and plant shrubs, hedging and herbaceous planting
Unit | nr | Pricing basis | Nairobi, Kenya — Sep 2026 | Currency | USD | VAT | Excluded
No. | Code | Resource Description | Category | Qty / BOQ Unit | Resource Unit | Rate (USD) | Amount (USD) | Remarks
1 | MAT-095 | Tree/shrub planting stock | Material | 1 | nr | 20.8655 | 20.8655 | East African productivity / consumption constant
2 | MAT-029 | Hardcore / murram fill | Material | 0 | m³ | 18.3617 | 0 | East African productivity / consumption constant
3 | LAB-022 | Landscaper / horticultural worker | Labour | 1 | hr | 1.449 | 1.449 | East African productivity / consumption constant
4 | LAB-002 | General labourer | Labour | 0.5 | hr | 0.7728 | 0.3864 | East African productivity / consumption constant
5 | PLT-014 | Compaction plate | Plant & Tools | 0 | day | 46.3679 | 0 | East African productivity / consumption constant
6 | SUB-011 | Landscaping | Subcontractor | 0.01 | m² | 27.0479 | 0.27048 | Verify supplier/subcontract quotation
|  | Materials Total |  |  |  |  | 20.8655
|  | Labour Total |  |  |  |  | 1.8354
|  | Plant & Subcontract Total |  |  |  |  | 0.27048
|  | Direct Resource Cost |  |  |  |  | 22.9714
|  | Transport / Carriage | 5% of materials |  |  |  | 1.0433 | Adjust for haul distance
|  | Small Tools, Water & Sundries | 2.5% of labour + plant |  |  |  | 0.052647 | Traditional allowance
|  | PRIME COST |  |  |  |  | 24.0673
|  | Contractor Overheads | 10% |  |  |  | 2.4067 | Editable allowance
|  | Contractor Profit | 10% |  |  |  | 2.6474 | Editable allowance
|  | RATE PER BOQ UNIT | nr |  |  |  | 29.1215 | Excluding VAT
Note | Quantities are standard estimating constants and must be adjusted for specification, method, location and supplier quotations.
DETAILED RATE ANALYSIS — EAST AFRICAN QS FORMAT
Module / Ref | MODULE 10 | 74.06 | [5 empty] | MODULE 10¦74.06
BOQ Item | Supply and install planting beds, mulch and ground-cover
Unit | m² | Pricing basis | Nairobi, Kenya — Sep 2026 | Currency | USD | VAT | Excluded
No. | Code | Resource Description | Category | Qty / BOQ Unit | Resource Unit | Rate (USD) | Amount (USD) | Remarks
1 | MAT-094 | Imported topsoil | Material | 0.15 | m³ | 20.8655 | 3.1298 | East African productivity / consumption constant
2 | MAT-029 | Hardcore / murram fill | Material | 0.05 | m³ | 18.3617 | 0.91808 | East African productivity / consumption constant
3 | LAB-022 | Landscaper / horticultural worker | Labour | 0.4 | hr | 1.449 | 0.5796 | East African productivity / consumption constant
4 | LAB-002 | General labourer | Labour | 0.4 | hr | 0.7728 | 0.30912 | East African productivity / consumption constant
5 | PLT-014 | Compaction plate | Plant & Tools | 0.01 | day | 46.3679 | 0.46368 | East African productivity / consumption constant
6 | SUB-011 | Landscaping | Subcontractor | 0.1 | m² | 27.0479 | 2.7048 | Verify supplier/subcontract quotation
|  | Materials Total |  |  |  |  | 4.0479
|  | Labour Total |  |  |  |  | 0.88872
|  | Plant & Subcontract Total |  |  |  |  | 3.1685
|  | Direct Resource Cost |  |  |  |  | 8.1051
|  | Transport / Carriage | 5% of materials |  |  |  | 0.2024 | Adjust for haul distance
|  | Small Tools, Water & Sundries | 2.5% of labour + plant |  |  |  | 0.10143 | Traditional allowance
|  | PRIME COST |  |  |  |  | 8.4089
|  | Contractor Overheads | 10% |  |  |  | 0.84089 | Editable allowance
|  | Contractor Profit | 10% |  |  |  | 0.92498 | Editable allowance
|  | RATE PER BOQ UNIT | m² |  |  |  | 10.1748 | Excluding VAT
Note | Quantities are standard estimating constants and must be adjusted for specification, method, location and supplier quotations.
DETAILED RATE ANALYSIS — EAST AFRICAN QS FORMAT
Module / Ref | MODULE 10 | 74.07 | [5 empty] | MODULE 10¦74.07
BOQ Item | Supply and install irrigation system to landscaped areas
Unit | item | Pricing basis | Nairobi, Kenya — Sep 2026 | Currency | USD | VAT | Excluded
No. | Code | Resource Description | Category | Qty / BOQ Unit | Resource Unit | Rate (USD) | Amount (USD) | Remarks
1 | MAT-095 | Tree/shrub planting stock | Material | 1 | nr | 20.8655 | 20.8655 | East African productivity / consumption constant
2 | MAT-029 | Hardcore / murram fill | Material | 0 | m³ | 18.3617 | 0 | East African productivity / consumption constant
3 | LAB-022 | Landscaper / horticultural worker | Labour | 1 | hr | 1.449 | 1.449 | East African productivity / consumption constant
4 | LAB-002 | General labourer | Labour | 0.5 | hr | 0.7728 | 0.3864 | East African productivity / consumption constant
5 | PLT-014 | Compaction plate | Plant & Tools | 0 | day | 46.3679 | 0 | East African productivity / consumption constant
6 | SUB-011 | Landscaping | Subcontractor | 0.01 | m² | 27.0479 | 0.27048 | Verify supplier/subcontract quotation
|  | Materials Total |  |  |  |  | 20.8655
|  | Labour Total |  |  |  |  | 1.8354
|  | Plant & Subcontract Total |  |  |  |  | 0.27048
|  | Direct Resource Cost |  |  |  |  | 22.9714
|  | Transport / Carriage | 5% of materials |  |  |  | 1.0433 | Adjust for haul distance
|  | Small Tools, Water & Sundries | 2.5% of labour + plant |  |  |  | 0.052647 | Traditional allowance
|  | PRIME COST |  |  |  |  | 24.0673
|  | Contractor Overheads | 10% |  |  |  | 2.4067 | Editable allowance
|  | Contractor Profit | 10% |  |  |  | 2.6474 | Editable allowance
|  | RATE PER BOQ UNIT | item |  |  |  | 29.1215 | Excluding VAT
Note | Quantities are standard estimating constants and must be adjusted for specification, method, location and supplier quotations.
DETAILED RATE ANALYSIS — EAST AFRICAN QS FORMAT
Module / Ref | MODULE 10 | 74.08 | [5 empty] | MODULE 10¦74.08
BOQ Item | Provide landscape maintenance during establishment period
Unit | item | Pricing basis | Nairobi, Kenya — Sep 2026 | Currency | USD | VAT | Excluded
No. | Code | Resource Description | Category | Qty / BOQ Unit | Resource Unit | Rate (USD) | Amount (USD) | Remarks
1 | MAT-095 | Tree/shrub planting stock | Material | 1 | nr | 20.8655 | 20.8655 | East African productivity / consumption constant
2 | MAT-029 | Hardcore / murram fill | Material | 0 | m³ | 18.3617 | 0 | East African productivity / consumption constant
3 | LAB-022 | Landscaper / horticultural worker | Labour | 1 | hr | 1.449 | 1.449 | East African productivity / consumption constant
4 | LAB-002 | General labourer | Labour | 0.5 | hr | 0.7728 | 0.3864 | East African productivity / consumption constant
5 | PLT-014 | Compaction plate | Plant & Tools | 0 | day | 46.3679 | 0 | East African productivity / consumption constant
6 | SUB-011 | Landscaping | Subcontractor | 0.01 | m² | 27.0479 | 0.27048 | Verify supplier/subcontract quotation
|  | Materials Total |  |  |  |  | 20.8655
|  | Labour Total |  |  |  |  | 1.8354
|  | Plant & Subcontract Total |  |  |  |  | 0.27048
|  | Direct Resource Cost |  |  |  |  | 22.9714
|  | Transport / Carriage | 5% of materials |  |  |  | 1.0433 | Adjust for haul distance
|  | Small Tools, Water & Sundries | 2.5% of labour + plant |  |  |  | 0.052647 | Traditional allowance
|  | PRIME COST |  |  |  |  | 24.0673
|  | Contractor Overheads | 10% |  |  |  | 2.4067 | Editable allowance
|  | Contractor Profit | 10% |  |  |  | 2.6474 | Editable allowance
|  | RATE PER BOQ UNIT | item |  |  |  | 29.1215 | Excluding VAT
Note | Quantities are standard estimating constants and must be adjusted for specification, method, location and supplier quotations.
DETAILED RATE ANALYSIS — EAST AFRICAN QS FORMAT
Module / Ref | MODULE 10 | 75.01 | [5 empty] | MODULE 10¦75.01
BOQ Item | Construct external masonry boundary/retaining walls, including foundations
Unit | m² | Pricing basis | Nairobi, Kenya — Sep 2026 | Currency | USD | VAT | Excluded
No. | Code | Resource Description | Category | Qty / BOQ Unit | Resource Unit | Rate (USD) | Amount (USD) | Remarks
1 | MAT-012 | Concrete blocks, 100mm | Material | 1.05 | m² | 8.9258 | 9.3721 | East African productivity / consumption constant
2 | MAT-013 | Cement mortar | Material | 0.03 | m³ | 77.0866 | 2.3126 | East African productivity / consumption constant
3 | LAB-004 | Mason / bricklayer | Labour | 0.8 | hr | 1.5456 | 1.2365 | East African productivity / consumption constant
4 | LAB-002 | General labourer | Labour | 0.5 | hr | 0.7728 | 0.3864 | East African productivity / consumption constant
5 | PLT-002 | Concrete mixer, small | Plant & Tools | 0.01 | day | 61.8238 | 0.61824 | East African productivity / consumption constant
6 | MAT-002 | Ancillary fittings, supports, fixings and connection materials | Material | 0.02 | item | 40.5719 | 0.81144 | East African productivity / consumption constant
|  | Materials Total |  |  |  |  | 12.4961
|  | Labour Total |  |  |  |  | 1.6229
|  | Plant & Subcontract Total |  |  |  |  | 0.61824
|  | Direct Resource Cost |  |  |  |  | 14.7372
|  | Transport / Carriage | 5% of materials |  |  |  | 0.62481 | Adjust for haul distance
|  | Small Tools, Water & Sundries | 2.5% of labour + plant |  |  |  | 0.056028 | Traditional allowance
|  | PRIME COST |  |  |  |  | 15.4181
|  | Contractor Overheads | 10% |  |  |  | 1.5418 | Editable allowance
|  | Contractor Profit | 10% |  |  |  | 1.696 | Editable allowance
|  | RATE PER BOQ UNIT | m² |  |  |  | 18.6559 | Excluding VAT
Note | Quantities are standard estimating constants and must be adjusted for specification, method, location and supplier quotations.
DETAILED RATE ANALYSIS — EAST AFRICAN QS FORMAT
Module / Ref | MODULE 10 | 75.02 | [5 empty] | MODULE 10¦75.02
BOQ Item | Supply and install timber, metal or mesh fencing
Unit | m | Pricing basis | Nairobi, Kenya — Sep 2026 | Currency | USD | VAT | Excluded
No. | Code | Resource Description | Category | Qty / BOQ Unit | Resource Unit | Rate (USD) | Amount (USD) | Remarks
1 | MAT-092 | Security fencing complete | Material | 1.05 | m | 60.8578 | 63.9007 | East African productivity / consumption constant
2 | MAT-007 | Ready-mix concrete, C25/30 | Material | 0.03 | m³ | 117.6584 | 3.5298 | East African productivity / consumption constant
3 | LAB-021 | Welder / fabricator | Labour | 0.4 | hr | 2.7048 | 1.0819 | East African productivity / consumption constant
4 | LAB-002 | General labourer | Labour | 0.3 | hr | 0.7728 | 0.23184 | East African productivity / consumption constant
5 | PLT-017 | Welding set | Plant & Tools | 0.01 | day | 46.3679 | 0.46368 | East African productivity / consumption constant
6 | SUB-011 | Landscaping | Subcontractor | 0 | m² | 27.0479 | 0 | Verify supplier/subcontract quotation
|  | Materials Total |  |  |  |  | 67.4304
|  | Labour Total |  |  |  |  | 1.3138
|  | Plant & Subcontract Total |  |  |  |  | 0.46368
|  | Direct Resource Cost |  |  |  |  | 69.2079
|  | Transport / Carriage | 5% of materials |  |  |  | 3.3715 | Adjust for haul distance
|  | Small Tools, Water & Sundries | 2.5% of labour + plant |  |  |  | 0.044436 | Traditional allowance
|  | PRIME COST |  |  |  |  | 72.6238
|  | Contractor Overheads | 10% |  |  |  | 7.2624 | Editable allowance
|  | Contractor Profit | 10% |  |  |  | 7.9886 | Editable allowance
|  | RATE PER BOQ UNIT | m |  |  |  | 87.8748 | Excluding VAT
Note | Quantities are standard estimating constants and must be adjusted for specification, method, location and supplier quotations.
DETAILED RATE ANALYSIS — EAST AFRICAN QS FORMAT
Module / Ref | MODULE 10 | 75.03 | [5 empty] | MODULE 10¦75.03
BOQ Item | Supply and install railings, palisade or security fencing
Unit | m | Pricing basis | Nairobi, Kenya — Sep 2026 | Currency | USD | VAT | Excluded
No. | Code | Resource Description | Category | Qty / BOQ Unit | Resource Unit | Rate (USD) | Amount (USD) | Remarks
1 | MAT-092 | Security fencing complete | Material | 1.05 | m | 60.8578 | 63.9007 | East African productivity / consumption constant
2 | MAT-007 | Ready-mix concrete, C25/30 | Material | 0.03 | m³ | 117.6584 | 3.5298 | East African productivity / consumption constant
3 | LAB-021 | Welder / fabricator | Labour | 0.4 | hr | 2.7048 | 1.0819 | East African productivity / consumption constant
4 | LAB-002 | General labourer | Labour | 0.3 | hr | 0.7728 | 0.23184 | East African productivity / consumption constant
5 | PLT-017 | Welding set | Plant & Tools | 0.01 | day | 46.3679 | 0.46368 | East African productivity / consumption constant
6 | SUB-011 | Landscaping | Subcontractor | 0 | m² | 27.0479 | 0 | Verify supplier/subcontract quotation
|  | Materials Total |  |  |  |  | 67.4304
|  | Labour Total |  |  |  |  | 1.3138
|  | Plant & Subcontract Total |  |  |  |  | 0.46368
|  | Direct Resource Cost |  |  |  |  | 69.2079
|  | Transport / Carriage | 5% of materials |  |  |  | 3.3715 | Adjust for haul distance
|  | Small Tools, Water & Sundries | 2.5% of labour + plant |  |  |  | 0.044436 | Traditional allowance
|  | PRIME COST |  |  |  |  | 72.6238
|  | Contractor Overheads | 10% |  |  |  | 7.2624 | Editable allowance
|  | Contractor Profit | 10% |  |  |  | 7.9886 | Editable allowance
|  | RATE PER BOQ UNIT | m |  |  |  | 87.8748 | Excluding VAT
Note | Quantities are standard estimating constants and must be adjusted for specification, method, location and supplier quotations.
DETAILED RATE ANALYSIS — EAST AFRICAN QS FORMAT
Module / Ref | MODULE 10 | 75.04 | [5 empty] | MODULE 10¦75.04
BOQ Item | Supply and install gates (pedestrian, vehicular, sliding, swing)
Unit | nr | Pricing basis | Nairobi, Kenya — Sep 2026 | Currency | USD | VAT | Excluded
No. | Code | Resource Description | Category | Qty / BOQ Unit | Resource Unit | Rate (USD) | Amount (USD) | Remarks
1 | MAT-093 | Vehicular/pedestrian gate | Material | 1 | nr | 1432.7666 | 1432.7666 | East African productivity / consumption constant
2 | MAT-027 | Ironmongery set | Material | 1 | nr | 68.9722 | 68.9722 | East African productivity / consumption constant
3 | LAB-021 | Welder / fabricator | Labour | 6 | hr | 2.7048 | 16.2287 | East African productivity / consumption constant
4 | LAB-002 | General labourer | Labour | 2 | hr | 0.7728 | 1.5456 | East African productivity / consumption constant
5 | PLT-017 | Welding set | Plant & Tools | 0.1 | day | 46.3679 | 4.6368 | East African productivity / consumption constant
6 | SUB-011 | Landscaping | Subcontractor | 0.01 | m² | 27.0479 | 0.27048 | Verify supplier/subcontract quotation
|  | Materials Total |  |  |  |  | 1501.7388
|  | Labour Total |  |  |  |  | 17.7743
|  | Plant & Subcontract Total |  |  |  |  | 4.9073
|  | Direct Resource Cost |  |  |  |  | 1524.4204
|  | Transport / Carriage | 5% of materials |  |  |  | 75.0869 | Adjust for haul distance
|  | Small Tools, Water & Sundries | 2.5% of labour + plant |  |  |  | 0.56704 | Traditional allowance
|  | PRIME COST |  |  |  |  | 1600.0744
|  | Contractor Overheads | 10% |  |  |  | 160.0074 | Editable allowance
|  | Contractor Profit | 10% |  |  |  | 176.0082 | Editable allowance
|  | RATE PER BOQ UNIT | nr |  |  |  | 1936.09 | Excluding VAT
Note | Quantities are standard estimating constants and must be adjusted for specification, method, location and supplier quotations.
DETAILED RATE ANALYSIS — EAST AFRICAN QS FORMAT
Module / Ref | MODULE 10 | 75.05 | [5 empty] | MODULE 10¦75.05
BOQ Item | Supply and install automated gate operators and controls
Unit | nr | Pricing basis | Nairobi, Kenya — Sep 2026 | Currency | USD | VAT | Excluded
No. | Code | Resource Description | Category | Qty / BOQ Unit | Resource Unit | Rate (USD) | Amount (USD) | Remarks
1 | MAT-093 | Vehicular/pedestrian gate | Material | 1 | nr | 1432.7666 | 1432.7666 | East African productivity / consumption constant
2 | MAT-027 | Ironmongery set | Material | 1 | nr | 68.9722 | 68.9722 | East African productivity / consumption constant
3 | LAB-021 | Welder / fabricator | Labour | 6 | hr | 2.7048 | 16.2287 | East African productivity / consumption constant
4 | LAB-002 | General labourer | Labour | 2 | hr | 0.7728 | 1.5456 | East African productivity / consumption constant
5 | PLT-017 | Welding set | Plant & Tools | 0.1 | day | 46.3679 | 4.6368 | East African productivity / consumption constant
6 | SUB-011 | Landscaping | Subcontractor | 0.01 | m² | 27.0479 | 0.27048 | Verify supplier/subcontract quotation
|  | Materials Total |  |  |  |  | 1501.7388
|  | Labour Total |  |  |  |  | 17.7743
|  | Plant & Subcontract Total |  |  |  |  | 4.9073
|  | Direct Resource Cost |  |  |  |  | 1524.4204
|  | Transport / Carriage | 5% of materials |  |  |  | 75.0869 | Adjust for haul distance
|  | Small Tools, Water & Sundries | 2.5% of labour + plant |  |  |  | 0.56704 | Traditional allowance
|  | PRIME COST |  |  |  |  | 1600.0744
|  | Contractor Overheads | 10% |  |  |  | 160.0074 | Editable allowance
|  | Contractor Profit | 10% |  |  |  | 176.0082 | Editable allowance
|  | RATE PER BOQ UNIT | nr |  |  |  | 1936.09 | Excluding VAT
Note | Quantities are standard estimating constants and must be adjusted for specification, method, location and supplier quotations.
DETAILED RATE ANALYSIS — EAST AFRICAN QS FORMAT
Module / Ref | MODULE 10 | 75.06 | [5 empty] | MODULE 10¦75.06
BOQ Item | Supply and install acoustic barriers and screens
Unit | m² | Pricing basis | Nairobi, Kenya — Sep 2026 | Currency | USD | VAT | Excluded
No. | Code | Resource Description | Category | Qty / BOQ Unit | Resource Unit | Rate (USD) | Amount (USD) | Remarks
1 | MAT-002 | Ancillary fittings, supports, fixings and connection materials | Material | 0.12 | item | 40.5719 | 4.8686 | East African productivity / consumption constant
2 | MAT-001 | Specified item / equipment (compliance / BIM item) | Material | 0.02 | item | 405.7187 | 8.1144 | Verify supplier/subcontract quotation
3 | LAB-003 | Skilled labourer | Labour | 0.5 | hr | 1.1592 | 0.5796 | East African productivity / consumption constant
4 | LAB-002 | General labourer | Labour | 0.25 | hr | 0.7728 | 0.1932 | East African productivity / consumption constant
5 | PLT-016 | Small tools & consumables (allowance) | Plant & Tools | 0.08 | hr | 0.5796 | 0.046368 | East African productivity / consumption constant
6 | SUB-001 | Testing / commissioning allowance | Subcontractor | 0 | item | 193.1994 | 0 | Verify supplier/subcontract quotation
|  | Materials Total |  |  |  |  | 12.983
|  | Labour Total |  |  |  |  | 0.7728
|  | Plant & Subcontract Total |  |  |  |  | 0.046368
|  | Direct Resource Cost |  |  |  |  | 13.8022
|  | Transport / Carriage | 5% of materials |  |  |  | 0.64915 | Adjust for haul distance
|  | Small Tools, Water & Sundries | 2.5% of labour + plant |  |  |  | 0.020479 | Traditional allowance
|  | PRIME COST |  |  |  |  | 14.4718
|  | Contractor Overheads | 10% |  |  |  | 1.4472 | Editable allowance
|  | Contractor Profit | 10% |  |  |  | 1.5919 | Editable allowance
|  | RATE PER BOQ UNIT | m² |  |  |  | 17.5109 | Excluding VAT
Note | Quantities are standard estimating constants and must be adjusted for specification, method, location and supplier quotations.
DETAILED RATE ANALYSIS — EAST AFRICAN QS FORMAT
Module / Ref | MODULE 10 | 76.01 | [5 empty] | MODULE 10¦76.01
BOQ Item | Supply and install seating, benches and litter bins
Unit | nr | Pricing basis | Nairobi, Kenya — Sep 2026 | Currency | USD | VAT | Excluded
No. | Code | Resource Description | Category | Qty / BOQ Unit | Resource Unit | Rate (USD) | Amount (USD) | Remarks
1 | MAT-100 | Loose furniture item | Material | 1 | nr | 278.5935 | 278.5935 | East African productivity / consumption constant
2 | MAT-002 | Ancillary fittings, supports, fixings and connection materials | Material | 0.1 | item | 40.5719 | 4.0572 | East African productivity / consumption constant
3 | LAB-005 | Carpenter / joiner | Labour | 1 | hr | 1.7388 | 1.7388 | East African productivity / consumption constant
4 | LAB-002 | General labourer | Labour | 0.5 | hr | 0.7728 | 0.3864 | East African productivity / consumption constant
5 | PLT-016 | Small tools & consumables (allowance) | Plant & Tools | 0.05 | hr | 0.5796 | 0.02898 | East African productivity / consumption constant
6 | SUB-017 | Specialist joinery installation | Subcontractor | 0.01 | item | 1391.0355 | 13.9104 | Verify supplier/subcontract quotation
|  | Materials Total |  |  |  |  | 282.6507
|  | Labour Total |  |  |  |  | 2.1252
|  | Plant & Subcontract Total |  |  |  |  | 13.9393
|  | Direct Resource Cost |  |  |  |  | 298.7152
|  | Transport / Carriage | 5% of materials |  |  |  | 14.1325 | Adjust for haul distance
|  | Small Tools, Water & Sundries | 2.5% of labour + plant |  |  |  | 0.40161 | Traditional allowance
|  | PRIME COST |  |  |  |  | 313.2494
|  | Contractor Overheads | 10% |  |  |  | 31.3249 | Editable allowance
|  | Contractor Profit | 10% |  |  |  | 34.4574 | Editable allowance
|  | RATE PER BOQ UNIT | nr |  |  |  | 379.0317 | Excluding VAT
Note | Quantities are standard estimating constants and must be adjusted for specification, method, location and supplier quotations.
DETAILED RATE ANALYSIS — EAST AFRICAN QS FORMAT
Module / Ref | MODULE 10 | 76.02 | [5 empty] | MODULE 10¦76.02
BOQ Item | Supply and install cycle stands, shelters and canopies
Unit | nr | Pricing basis | Nairobi, Kenya — Sep 2026 | Currency | USD | VAT | Excluded
No. | Code | Resource Description | Category | Qty / BOQ Unit | Resource Unit | Rate (USD) | Amount (USD) | Remarks
1 | MAT-149 | Microphone / DI box / stand | Material | 1 | nr | 198.9954 | 198.9954 | Specific East African resource constant
2 | MAT-135 | Copper/fibre patch lead | Material | 1 | nr | 12.1716 | 12.1716 | Specific East African resource constant
3 | LAB-019 | ELV/ICT/security technician | Labour | 0.8 | hr | 2.7048 | 2.1638 | Specific East African resource constant
4 | LAB-002 | General labourer | Labour | 0.2 | hr | 0.7728 | 0.15456 | Specific East African resource constant
5 | PLT-018 | Electrical/ICT test instruments | Plant & Tools | 0.02 | day | 38.6399 | 0.7728 | Specific East African resource constant
6 | SUB-015 | AV/PA installation and commissioning | Subcontractor | 0.002 | item | 3091.1901 | 6.1824 | Verify local quotation / authority charge
|  | Materials Total |  |  |  |  | 211.1669
|  | Labour Total |  |  |  |  | 2.3184
|  | Plant & Subcontract Total |  |  |  |  | 6.9552
|  | Direct Resource Cost |  |  |  |  | 220.4405
|  | Transport / Carriage | 5% of materials |  |  |  | 10.5583 | Adjust for haul distance
|  | Small Tools, Water & Sundries | 2.5% of labour + plant |  |  |  | 0.23184 | Traditional allowance
|  | PRIME COST |  |  |  |  | 231.2307
|  | Contractor Overheads | 10% |  |  |  | 23.1231 | Editable allowance
|  | Contractor Profit | 10% |  |  |  | 25.4354 | Editable allowance
|  | RATE PER BOQ UNIT | nr |  |  |  | 279.7891 | Excluding VAT
Note | Quantities are standard estimating constants and must be adjusted for specification, method, location and supplier quotations.
DETAILED RATE ANALYSIS — EAST AFRICAN QS FORMAT
Module / Ref | MODULE 10 | 76.03 | [5 empty] | MODULE 10¦76.03
BOQ Item | Supply and install bollards, height barriers and vehicle-restraint items
Unit | nr | Pricing basis | Nairobi, Kenya — Sep 2026 | Currency | USD | VAT | Excluded
No. | Code | Resource Description | Category | Qty / BOQ Unit | Resource Unit | Rate (USD) | Amount (USD) | Remarks
1 | MAT-142 | Soakaway / attenuation / SuDS unit | Material | 1 | nr | 2840.0309 | 2840.0309 | Discipline-specific East African resource allowance
2 | MAT-118 | Drainage gully / rodding fitting | Material | 1 | nr | 97.3725 | 97.3725 | Discipline-specific East African resource allowance
3 | LAB-004 | Mason / bricklayer | Labour | 2 | hr | 1.5456 | 3.0912 | Discipline-specific East African resource allowance
4 | LAB-002 | General labourer | Labour | 2 | hr | 0.7728 | 1.5456 | Discipline-specific East African resource allowance
5 | PLT-005 | Excavator, tracked 13t | Plant & Tools | 0.03 | day | 282.0711 | 8.4621 | Discipline-specific East African resource allowance
6 | SUB-011 | Landscaping | Subcontractor | 0.005 | m² | 27.0479 | 0.13524 | Discipline provisional allowance — verify quotation
|  | Materials Total |  |  |  |  | 2937.4034
|  | Labour Total |  |  |  |  | 4.6368
|  | Plant & Subcontract Total |  |  |  |  | 8.5974
|  | Direct Resource Cost |  |  |  |  | 2950.6376
|  | Transport / Carriage | 5% of materials |  |  |  | 146.8702 | Adjust for haul distance
|  | Small Tools, Water & Sundries | 2.5% of labour + plant |  |  |  | 0.33085 | Traditional allowance
|  | PRIME COST |  |  |  |  | 3097.8386
|  | Contractor Overheads | 10% |  |  |  | 309.7839 | Editable allowance
|  | Contractor Profit | 10% |  |  |  | 340.7622 | Editable allowance
|  | RATE PER BOQ UNIT | nr |  |  |  | 3748.3847 | Excluding VAT
Note | Quantities are standard estimating constants and must be adjusted for specification, method, location and supplier quotations.
DETAILED RATE ANALYSIS — EAST AFRICAN QS FORMAT
Module / Ref | MODULE 10 | 76.04 | [5 empty] | MODULE 10¦76.04
BOQ Item | Supply and install external signage, wayfinding and statutory signs
Unit | nr | Pricing basis | Nairobi, Kenya — Sep 2026 | Currency | USD | VAT | Excluded
No. | Code | Resource Description | Category | Qty / BOQ Unit | Resource Unit | Rate (USD) | Amount (USD) | Remarks
1 | MAT-096 | Signage / graphic panel | Material | 1 | nr | 121.7156 | 121.7156 | East African productivity / consumption constant
2 | MAT-002 | Ancillary fittings, supports, fixings and connection materials | Material | 0.1 | item | 40.5719 | 4.0572 | East African productivity / consumption constant
3 | LAB-019 | ELV/ICT/security technician | Labour | 2 | hr | 2.7048 | 5.4096 | East African productivity / consumption constant
4 | LAB-002 | General labourer | Labour | 1 | hr | 0.7728 | 0.7728 | East African productivity / consumption constant
5 | PLT-020 | Scissor lift / MEWP | Plant & Tools | 0.02 | day | 154.5595 | 3.0912 | East African productivity / consumption constant
6 | SUB-018 | Signage/branding installation | Subcontractor | 0.02 | item | 927.357 | 18.5471 | Verify supplier/subcontract quotation
|  | Materials Total |  |  |  |  | 125.7728
|  | Labour Total |  |  |  |  | 6.1824
|  | Plant & Subcontract Total |  |  |  |  | 21.6383
|  | Direct Resource Cost |  |  |  |  | 153.5935
|  | Transport / Carriage | 5% of materials |  |  |  | 6.2886 | Adjust for haul distance
|  | Small Tools, Water & Sundries | 2.5% of labour + plant |  |  |  | 0.69552 | Traditional allowance
|  | PRIME COST |  |  |  |  | 160.5777
|  | Contractor Overheads | 10% |  |  |  | 16.0578 | Editable allowance
|  | Contractor Profit | 10% |  |  |  | 17.6635 | Editable allowance
|  | RATE PER BOQ UNIT | nr |  |  |  | 194.299 | Excluding VAT
Note | Quantities are standard estimating constants and must be adjusted for specification, method, location and supplier quotations.
DETAILED RATE ANALYSIS — EAST AFRICAN QS FORMAT
Module / Ref | MODULE 10 | 76.05 | [5 empty] | MODULE 10¦76.05
BOQ Item | Apply road markings, symbols and parking-bay lining
Unit | m | Pricing basis | Nairobi, Kenya — Sep 2026 | Currency | USD | VAT | Excluded
No. | Code | Resource Description | Category | Qty / BOQ Unit | Resource Unit | Rate (USD) | Amount (USD) | Remarks
1 | MAT-002 | Ancillary fittings, supports, fixings and connection materials | Material | 0.05 | item | 40.5719 | 2.0286 | East African productivity / consumption constant
2 | MAT-001 | Specified item / equipment (compliance / BIM item) | Material | 0.01 | item | 405.7187 | 4.0572 | Verify supplier/subcontract quotation
3 | LAB-003 | Skilled labourer | Labour | 0.25 | hr | 1.1592 | 0.2898 | East African productivity / consumption constant
4 | LAB-002 | General labourer | Labour | 0.12 | hr | 0.7728 | 0.092736 | East African productivity / consumption constant
5 | PLT-016 | Small tools & consumables (allowance) | Plant & Tools | 0.05 | hr | 0.5796 | 0.02898 | East African productivity / consumption constant
6 | SUB-001 | Testing / commissioning allowance | Subcontractor | 0 | item | 193.1994 | 0 | Verify supplier/subcontract quotation
|  | Materials Total |  |  |  |  | 6.0858
|  | Labour Total |  |  |  |  | 0.38253
|  | Plant & Subcontract Total |  |  |  |  | 0.02898
|  | Direct Resource Cost |  |  |  |  | 6.4973
|  | Transport / Carriage | 5% of materials |  |  |  | 0.30429 | Adjust for haul distance
|  | Small Tools, Water & Sundries | 2.5% of labour + plant |  |  |  | 0.010288 | Traditional allowance
|  | PRIME COST |  |  |  |  | 6.8119
|  | Contractor Overheads | 10% |  |  |  | 0.68119 | Editable allowance
|  | Contractor Profit | 10% |  |  |  | 0.74931 | Editable allowance
|  | RATE PER BOQ UNIT | m |  |  |  | 8.2424 | Excluding VAT
Note | Quantities are standard estimating constants and must be adjusted for specification, method, location and supplier quotations.
DETAILED RATE ANALYSIS — EAST AFRICAN QS FORMAT
Module / Ref | MODULE 10 | 76.06 | [5 empty] | MODULE 10¦76.06
BOQ Item | Supply and install planters, tree grilles and guards
Unit | nr | Pricing basis | Nairobi, Kenya — Sep 2026 | Currency | USD | VAT | Excluded
No. | Code | Resource Description | Category | Qty / BOQ Unit | Resource Unit | Rate (USD) | Amount (USD) | Remarks
1 | MAT-142 | Soakaway / attenuation / SuDS unit | Material | 1 | nr | 2840.0309 | 2840.0309 | Discipline-specific East African resource allowance
2 | MAT-118 | Drainage gully / rodding fitting | Material | 1 | nr | 97.3725 | 97.3725 | Discipline-specific East African resource allowance
3 | LAB-004 | Mason / bricklayer | Labour | 2 | hr | 1.5456 | 3.0912 | Discipline-specific East African resource allowance
4 | LAB-002 | General labourer | Labour | 2 | hr | 0.7728 | 1.5456 | Discipline-specific East African resource allowance
5 | PLT-005 | Excavator, tracked 13t | Plant & Tools | 0.03 | day | 282.0711 | 8.4621 | Discipline-specific East African resource allowance
6 | SUB-011 | Landscaping | Subcontractor | 0.005 | m² | 27.0479 | 0.13524 | Discipline provisional allowance — verify quotation
|  | Materials Total |  |  |  |  | 2937.4034
|  | Labour Total |  |  |  |  | 4.6368
|  | Plant & Subcontract Total |  |  |  |  | 8.5974
|  | Direct Resource Cost |  |  |  |  | 2950.6376
|  | Transport / Carriage | 5% of materials |  |  |  | 146.8702 | Adjust for haul distance
|  | Small Tools, Water & Sundries | 2.5% of labour + plant |  |  |  | 0.33085 | Traditional allowance
|  | PRIME COST |  |  |  |  | 3097.8386
|  | Contractor Overheads | 10% |  |  |  | 309.7839 | Editable allowance
|  | Contractor Profit | 10% |  |  |  | 340.7622 | Editable allowance
|  | RATE PER BOQ UNIT | nr |  |  |  | 3748.3847 | Excluding VAT
Note | Quantities are standard estimating constants and must be adjusted for specification, method, location and supplier quotations.
DETAILED RATE ANALYSIS — EAST AFRICAN QS FORMAT
Module / Ref | MODULE 10 | 77.01 | [5 empty] | MODULE 10¦77.01
BOQ Item | Supply and install lighting columns, brackets and luminaires
Unit | nr | Pricing basis | Nairobi, Kenya — Sep 2026 | Currency | USD | VAT | Excluded
No. | Code | Resource Description | Category | Qty / BOQ Unit | Resource Unit | Rate (USD) | Amount (USD) | Remarks
1 | MAT-120 | Pipe support / bracket assembly | Material | 1 | nr | 14.6059 | 14.6059 | Specific East African resource constant
2 | MAT-002 | Ancillary fittings, supports, fixings and connection materials | Material | 0.01 | item | 40.5719 | 0.40572 | Specific East African resource constant
3 | LAB-011 | Plumber | Labour | 0.5 | hr | 2.3184 | 1.1592 | Specific East African resource constant
4 | LAB-002 | General labourer | Labour | 0.2 | hr | 0.7728 | 0.15456 | Specific East African resource constant
5 | PLT-016 | Small tools & consumables (allowance) | Plant & Tools | 0.02 | hr | 0.5796 | 0.011592 | Specific East African resource constant
6 | SUB-005 | Mechanical / HVAC installation | Subcontractor | 0 | item | 5795.9815 | 0 | Verify local quotation / authority charge
|  | Materials Total |  |  |  |  | 15.0116
|  | Labour Total |  |  |  |  | 1.3138
|  | Plant & Subcontract Total |  |  |  |  | 0.011592
|  | Direct Resource Cost |  |  |  |  | 16.3369
|  | Transport / Carriage | 5% of materials |  |  |  | 0.75058 | Adjust for haul distance
|  | Small Tools, Water & Sundries | 2.5% of labour + plant |  |  |  | 0.033134 | Traditional allowance
|  | PRIME COST |  |  |  |  | 17.1207
|  | Contractor Overheads | 10% |  |  |  | 1.7121 | Editable allowance
|  | Contractor Profit | 10% |  |  |  | 1.8833 | Editable allowance
|  | RATE PER BOQ UNIT | nr |  |  |  | 20.716 | Excluding VAT
Note | Quantities are standard estimating constants and must be adjusted for specification, method, location and supplier quotations.
DETAILED RATE ANALYSIS — EAST AFRICAN QS FORMAT
Module / Ref | MODULE 10 | 77.02 | [5 empty] | MODULE 10¦77.02
BOQ Item | Supply and install bollard and amenity lighting
Unit | nr | Pricing basis | Nairobi, Kenya — Sep 2026 | Currency | USD | VAT | Excluded
No. | Code | Resource Description | Category | Qty / BOQ Unit | Resource Unit | Rate (USD) | Amount (USD) | Remarks
1 | MAT-060 | LED light fitting | Material | 1 | nr | 20.2859 | 20.2859 | East African productivity / consumption constant
2 | MAT-022 | Electrical cable, 2.5mm² | Material | 3 | m | 0.81144 | 2.4343 | East African productivity / consumption constant
3 | LAB-010 | Electrician | Labour | 1.2 | hr | 2.5116 | 3.0139 | East African productivity / consumption constant
4 | LAB-002 | General labourer | Labour | 0.3 | hr | 0.7728 | 0.23184 | East African productivity / consumption constant
5 | PLT-018 | Electrical/ICT test instruments | Plant & Tools | 0.02 | day | 38.6399 | 0.7728 | East African productivity / consumption constant
6 | SUB-006 | Electrical installation | Subcontractor | 0 | item | 4636.7852 | 0 | Verify supplier/subcontract quotation
|  | Materials Total |  |  |  |  | 22.7202
|  | Labour Total |  |  |  |  | 3.2457
|  | Plant & Subcontract Total |  |  |  |  | 0.7728
|  | Direct Resource Cost |  |  |  |  | 26.7388
|  | Transport / Carriage | 5% of materials |  |  |  | 1.136 | Adjust for haul distance
|  | Small Tools, Water & Sundries | 2.5% of labour + plant |  |  |  | 0.10046 | Traditional allowance
|  | PRIME COST |  |  |  |  | 27.9753
|  | Contractor Overheads | 10% |  |  |  | 2.7975 | Editable allowance
|  | Contractor Profit | 10% |  |  |  | 3.0773 | Editable allowance
|  | RATE PER BOQ UNIT | nr |  |  |  | 33.8501 | Excluding VAT
Note | Quantities are standard estimating constants and must be adjusted for specification, method, location and supplier quotations.
DETAILED RATE ANALYSIS — EAST AFRICAN QS FORMAT
Module / Ref | MODULE 10 | 77.03 | [5 empty] | MODULE 10¦77.03
BOQ Item | Supply and install feature/façade lighting to external areas
Unit | nr | Pricing basis | Nairobi, Kenya — Sep 2026 | Currency | USD | VAT | Excluded
No. | Code | Resource Description | Category | Qty / BOQ Unit | Resource Unit | Rate (USD) | Amount (USD) | Remarks
1 | MAT-060 | LED light fitting | Material | 1 | nr | 20.2859 | 20.2859 | East African productivity / consumption constant
2 | MAT-022 | Electrical cable, 2.5mm² | Material | 3 | m | 0.81144 | 2.4343 | East African productivity / consumption constant
3 | LAB-010 | Electrician | Labour | 1.2 | hr | 2.5116 | 3.0139 | East African productivity / consumption constant
4 | LAB-002 | General labourer | Labour | 0.3 | hr | 0.7728 | 0.23184 | East African productivity / consumption constant
5 | PLT-018 | Electrical/ICT test instruments | Plant & Tools | 0.02 | day | 38.6399 | 0.7728 | East African productivity / consumption constant
6 | SUB-006 | Electrical installation | Subcontractor | 0 | item | 4636.7852 | 0 | Verify supplier/subcontract quotation
|  | Materials Total |  |  |  |  | 22.7202
|  | Labour Total |  |  |  |  | 3.2457
|  | Plant & Subcontract Total |  |  |  |  | 0.7728
|  | Direct Resource Cost |  |  |  |  | 26.7388
|  | Transport / Carriage | 5% of materials |  |  |  | 1.136 | Adjust for haul distance
|  | Small Tools, Water & Sundries | 2.5% of labour + plant |  |  |  | 0.10046 | Traditional allowance
|  | PRIME COST |  |  |  |  | 27.9753
|  | Contractor Overheads | 10% |  |  |  | 2.7975 | Editable allowance
|  | Contractor Profit | 10% |  |  |  | 3.0773 | Editable allowance
|  | RATE PER BOQ UNIT | nr |  |  |  | 33.8501 | Excluding VAT
Note | Quantities are standard estimating constants and must be adjusted for specification, method, location and supplier quotations.
DETAILED RATE ANALYSIS — EAST AFRICAN QS FORMAT
Module / Ref | MODULE 10 | 77.04 | [5 empty] | MODULE 10¦77.04
BOQ Item | Supply and install external power supplies, cabling and ducting
Unit | m | Pricing basis | Nairobi, Kenya — Sep 2026 | Currency | USD | VAT | Excluded
No. | Code | Resource Description | Category | Qty / BOQ Unit | Resource Unit | Rate (USD) | Amount (USD) | Remarks
1 | MAT-002 | Ancillary fittings, supports, fixings and connection materials | Material | 0.05 | item | 40.5719 | 2.0286 | East African productivity / consumption constant
2 | MAT-001 | Specified item / equipment (compliance / BIM item) | Material | 0.01 | item | 405.7187 | 4.0572 | Verify supplier/subcontract quotation
3 | LAB-003 | Skilled labourer | Labour | 0.25 | hr | 1.1592 | 0.2898 | East African productivity / consumption constant
4 | LAB-002 | General labourer | Labour | 0.12 | hr | 0.7728 | 0.092736 | East African productivity / consumption constant
5 | PLT-016 | Small tools & consumables (allowance) | Plant & Tools | 0.05 | hr | 0.5796 | 0.02898 | East African productivity / consumption constant
6 | SUB-001 | Testing / commissioning allowance | Subcontractor | 0 | item | 193.1994 | 0 | Verify supplier/subcontract quotation
|  | Materials Total |  |  |  |  | 6.0858
|  | Labour Total |  |  |  |  | 0.38253
|  | Plant & Subcontract Total |  |  |  |  | 0.02898
|  | Direct Resource Cost |  |  |  |  | 6.4973
|  | Transport / Carriage | 5% of materials |  |  |  | 0.30429 | Adjust for haul distance
|  | Small Tools, Water & Sundries | 2.5% of labour + plant |  |  |  | 0.010288 | Traditional allowance
|  | PRIME COST |  |  |  |  | 6.8119
|  | Contractor Overheads | 10% |  |  |  | 0.68119 | Editable allowance
|  | Contractor Profit | 10% |  |  |  | 0.74931 | Editable allowance
|  | RATE PER BOQ UNIT | m |  |  |  | 8.2424 | Excluding VAT
Note | Quantities are standard estimating constants and must be adjusted for specification, method, location and supplier quotations.
DETAILED RATE ANALYSIS — EAST AFRICAN QS FORMAT
Module / Ref | MODULE 10 | 77.05 | [5 empty] | MODULE 10¦77.05
BOQ Item | Supply and install external distribution boards, feeder pillars and controls
Unit | nr | Pricing basis | Nairobi, Kenya — Sep 2026 | Currency | USD | VAT | Excluded
No. | Code | Resource Description | Category | Qty / BOQ Unit | Resource Unit | Rate (USD) | Amount (USD) | Remarks
1 | MAT-061 | Distribution board complete | Material | 1 | nr | 517.3879 | 517.3879 | East African productivity / consumption constant
2 | MAT-062 | MCB/MCCB/RCBO protective device | Material | 8 | nr | 47.7589 | 382.0711 | East African productivity / consumption constant
3 | LAB-010 | Electrician | Labour | 12 | hr | 2.5116 | 30.1391 | East African productivity / consumption constant
4 | LAB-002 | General labourer | Labour | 3 | hr | 0.7728 | 2.3184 | East African productivity / consumption constant
5 | PLT-018 | Electrical/ICT test instruments | Plant & Tools | 0.25 | day | 38.6399 | 9.66 | East African productivity / consumption constant
6 | SUB-006 | Electrical installation | Subcontractor | 0.02 | item | 4636.7852 | 92.7357 | Verify supplier/subcontract quotation
|  | Materials Total |  |  |  |  | 899.459
|  | Labour Total |  |  |  |  | 32.4575
|  | Plant & Subcontract Total |  |  |  |  | 102.3957
|  | Direct Resource Cost |  |  |  |  | 1034.3122
|  | Transport / Carriage | 5% of materials |  |  |  | 44.973 | Adjust for haul distance
|  | Small Tools, Water & Sundries | 2.5% of labour + plant |  |  |  | 3.3713 | Traditional allowance
|  | PRIME COST |  |  |  |  | 1082.6565
|  | Contractor Overheads | 10% |  |  |  | 108.2656 | Editable allowance
|  | Contractor Profit | 10% |  |  |  | 119.0922 | Editable allowance
|  | RATE PER BOQ UNIT | nr |  |  |  | 1310.0144 | Excluding VAT
Note | Quantities are standard estimating constants and must be adjusted for specification, method, location and supplier quotations.
DETAILED RATE ANALYSIS — EAST AFRICAN QS FORMAT
Module / Ref | MODULE 10 | 77.06 | [5 empty] | MODULE 10¦77.06
BOQ Item | Supply and install EV-charging points and associated supplies
Unit | nr | Pricing basis | Nairobi, Kenya — Sep 2026 | Currency | USD | VAT | Excluded
No. | Code | Resource Description | Category | Qty / BOQ Unit | Resource Unit | Rate (USD) | Amount (USD) | Remarks
1 | MAT-142 | Soakaway / attenuation / SuDS unit | Material | 1 | nr | 2840.0309 | 2840.0309 | Discipline-specific East African resource allowance
2 | MAT-118 | Drainage gully / rodding fitting | Material | 1 | nr | 97.3725 | 97.3725 | Discipline-specific East African resource allowance
3 | LAB-004 | Mason / bricklayer | Labour | 2 | hr | 1.5456 | 3.0912 | Discipline-specific East African resource allowance
4 | LAB-002 | General labourer | Labour | 2 | hr | 0.7728 | 1.5456 | Discipline-specific East African resource allowance
5 | PLT-005 | Excavator, tracked 13t | Plant & Tools | 0.03 | day | 282.0711 | 8.4621 | Discipline-specific East African resource allowance
6 | SUB-011 | Landscaping | Subcontractor | 0.005 | m² | 27.0479 | 0.13524 | Discipline provisional allowance — verify quotation
|  | Materials Total |  |  |  |  | 2937.4034
|  | Labour Total |  |  |  |  | 4.6368
|  | Plant & Subcontract Total |  |  |  |  | 8.5974
|  | Direct Resource Cost |  |  |  |  | 2950.6376
|  | Transport / Carriage | 5% of materials |  |  |  | 146.8702 | Adjust for haul distance
|  | Small Tools, Water & Sundries | 2.5% of labour + plant |  |  |  | 0.33085 | Traditional allowance
|  | PRIME COST |  |  |  |  | 3097.8386
|  | Contractor Overheads | 10% |  |  |  | 309.7839 | Editable allowance
|  | Contractor Profit | 10% |  |  |  | 340.7622 | Editable allowance
|  | RATE PER BOQ UNIT | nr |  |  |  | 3748.3847 | Excluding VAT
Note | Quantities are standard estimating constants and must be adjusted for specification, method, location and supplier quotations.
DETAILED RATE ANALYSIS — EAST AFRICAN QS FORMAT
Module / Ref | MODULE 10 | 77.07 | [5 empty] | MODULE 10¦77.07
BOQ Item | Carry out testing and commissioning of external lighting and services
Unit | nr | Pricing basis | Nairobi, Kenya — Sep 2026 | Currency | USD | VAT | Excluded
No. | Code | Resource Description | Category | Qty / BOQ Unit | Resource Unit | Rate (USD) | Amount (USD) | Remarks
1 | MAT-060 | LED light fitting | Material | 1 | nr | 20.2859 | 20.2859 | East African productivity / consumption constant
2 | MAT-022 | Electrical cable, 2.5mm² | Material | 3 | m | 0.81144 | 2.4343 | East African productivity / consumption constant
3 | LAB-010 | Electrician | Labour | 1.2 | hr | 2.5116 | 3.0139 | East African productivity / consumption constant
4 | LAB-002 | General labourer | Labour | 0.3 | hr | 0.7728 | 0.23184 | East African productivity / consumption constant
5 | PLT-018 | Electrical/ICT test instruments | Plant & Tools | 0.02 | day | 38.6399 | 0.7728 | East African productivity / consumption constant
6 | SUB-006 | Electrical installation | Subcontractor | 0 | item | 4636.7852 | 0 | Verify supplier/subcontract quotation
|  | Materials Total |  |  |  |  | 22.7202
|  | Labour Total |  |  |  |  | 3.2457
|  | Plant & Subcontract Total |  |  |  |  | 0.7728
|  | Direct Resource Cost |  |  |  |  | 26.7388
|  | Transport / Carriage | 5% of materials |  |  |  | 1.136 | Adjust for haul distance
|  | Small Tools, Water & Sundries | 2.5% of labour + plant |  |  |  | 0.10046 | Traditional allowance
|  | PRIME COST |  |  |  |  | 27.9753
|  | Contractor Overheads | 10% |  |  |  | 2.7975 | Editable allowance
|  | Contractor Profit | 10% |  |  |  | 3.0773 | Editable allowance
|  | RATE PER BOQ UNIT | nr |  |  |  | 33.8501 | Excluding VAT
Note | Quantities are standard estimating constants and must be adjusted for specification, method, location and supplier quotations.
DETAILED RATE ANALYSIS — EAST AFRICAN QS FORMAT
Module / Ref | MODULE 11 | 78.01 | [5 empty] | MODULE 11¦78.01
BOQ Item | Supply and install access-control head-end server, software and licences
Unit | nr | Pricing basis | Nairobi, Kenya — Sep 2026 | Currency | USD | VAT | Excluded
No. | Code | Resource Description | Category | Qty / BOQ Unit | Resource Unit | Rate (USD) | Amount (USD) | Remarks
1 | MAT-002 | Ancillary fittings, supports, fixings and connection materials | Material | 0.02 | item | 40.5719 | 0.81144 | East African productivity / consumption constant
2 | LAB-015 | Site engineer / surveyor | Labour | 6 | hr | 3.864 | 23.1839 | East African productivity / consumption constant
3 | LAB-001 | Specialist engineer / surveyor | Labour | 8 | hr | 3.864 | 30.9119 | East African productivity / consumption constant
4 | PLT-018 | Electrical/ICT test instruments | Plant & Tools | 0.25 | day | 38.6399 | 9.66 | East African productivity / consumption constant
5 | SUB-009 | Testing & commissioning | Subcontractor | 0.1 | item | 579.5981 | 57.9598 | Verify supplier/subcontract quotation
6 | MAT-096 | Signage / graphic panel | Material | 0.02 | nr | 121.7156 | 2.4343 | East African productivity / consumption constant
|  | Materials Total |  |  |  |  | 3.2457
|  | Labour Total |  |  |  |  | 54.0958
|  | Plant & Subcontract Total |  |  |  |  | 67.6198
|  | Direct Resource Cost |  |  |  |  | 124.9614
|  | Transport / Carriage | 5% of materials |  |  |  | 0.16229 | Adjust for haul distance
|  | Small Tools, Water & Sundries | 2.5% of labour + plant |  |  |  | 3.0429 | Traditional allowance
|  | PRIME COST |  |  |  |  | 128.1665
|  | Contractor Overheads | 10% |  |  |  | 12.8167 | Editable allowance
|  | Contractor Profit | 10% |  |  |  | 14.0983 | Editable allowance
|  | RATE PER BOQ UNIT | nr |  |  |  | 155.0815 | Excluding VAT
Note | Quantities are standard estimating constants and must be adjusted for specification, method, location and supplier quotations.
DETAILED RATE ANALYSIS — EAST AFRICAN QS FORMAT
Module / Ref | MODULE 11 | 78.02 | [5 empty] | MODULE 11¦78.02
BOQ Item | Supply and install access-control door controllers and interface panels
Unit | nr | Pricing basis | Nairobi, Kenya — Sep 2026 | Currency | USD | VAT | Excluded
No. | Code | Resource Description | Category | Qty / BOQ Unit | Resource Unit | Rate (USD) | Amount (USD) | Remarks
1 | MAT-035 | Internal flush door set | Material | 1 | nr | 97.3725 | 97.3725 | East African productivity / consumption constant
2 | MAT-027 | Ironmongery set | Material | 1 | nr | 68.9722 | 68.9722 | East African productivity / consumption constant
3 | LAB-005 | Carpenter / joiner | Labour | 3 | hr | 1.7388 | 5.2164 | East African productivity / consumption constant
4 | LAB-002 | General labourer | Labour | 1 | hr | 0.7728 | 0.7728 | East African productivity / consumption constant
5 | PLT-016 | Small tools & consumables (allowance) | Plant & Tools | 0.2 | hr | 0.5796 | 0.11592 | East African productivity / consumption constant
6 | SUB-017 | Specialist joinery installation | Subcontractor | 0.01 | item | 1391.0355 | 13.9104 | Verify supplier/subcontract quotation
|  | Materials Total |  |  |  |  | 166.3447
|  | Labour Total |  |  |  |  | 5.9892
|  | Plant & Subcontract Total |  |  |  |  | 14.0263
|  | Direct Resource Cost |  |  |  |  | 186.3601
|  | Transport / Carriage | 5% of materials |  |  |  | 8.3172 | Adjust for haul distance
|  | Small Tools, Water & Sundries | 2.5% of labour + plant |  |  |  | 0.50039 | Traditional allowance
|  | PRIME COST |  |  |  |  | 195.1777
|  | Contractor Overheads | 10% |  |  |  | 19.5178 | Editable allowance
|  | Contractor Profit | 10% |  |  |  | 21.4696 | Editable allowance
|  | RATE PER BOQ UNIT | nr |  |  |  | 236.1651 | Excluding VAT
Note | Quantities are standard estimating constants and must be adjusted for specification, method, location and supplier quotations.
DETAILED RATE ANALYSIS — EAST AFRICAN QS FORMAT
Module / Ref | MODULE 11 | 78.03 | [5 empty] | MODULE 11¦78.03
BOQ Item | Supply and install card/fob/biometric readers to controlled doors
Unit | nr | Pricing basis | Nairobi, Kenya — Sep 2026 | Currency | USD | VAT | Excluded
No. | Code | Resource Description | Category | Qty / BOQ Unit | Resource Unit | Rate (USD) | Amount (USD) | Remarks
1 | MAT-035 | Internal flush door set | Material | 1 | nr | 97.3725 | 97.3725 | East African productivity / consumption constant
2 | MAT-027 | Ironmongery set | Material | 1 | nr | 68.9722 | 68.9722 | East African productivity / consumption constant
3 | LAB-005 | Carpenter / joiner | Labour | 3 | hr | 1.7388 | 5.2164 | East African productivity / consumption constant
4 | LAB-002 | General labourer | Labour | 1 | hr | 0.7728 | 0.7728 | East African productivity / consumption constant
5 | PLT-016 | Small tools & consumables (allowance) | Plant & Tools | 0.2 | hr | 0.5796 | 0.11592 | East African productivity / consumption constant
6 | SUB-017 | Specialist joinery installation | Subcontractor | 0.01 | item | 1391.0355 | 13.9104 | Verify supplier/subcontract quotation
|  | Materials Total |  |  |  |  | 166.3447
|  | Labour Total |  |  |  |  | 5.9892
|  | Plant & Subcontract Total |  |  |  |  | 14.0263
|  | Direct Resource Cost |  |  |  |  | 186.3601
|  | Transport / Carriage | 5% of materials |  |  |  | 8.3172 | Adjust for haul distance
|  | Small Tools, Water & Sundries | 2.5% of labour + plant |  |  |  | 0.50039 | Traditional allowance
|  | PRIME COST |  |  |  |  | 195.1777
|  | Contractor Overheads | 10% |  |  |  | 19.5178 | Editable allowance
|  | Contractor Profit | 10% |  |  |  | 21.4696 | Editable allowance
|  | RATE PER BOQ UNIT | nr |  |  |  | 236.1651 | Excluding VAT
Note | Quantities are standard estimating constants and must be adjusted for specification, method, location and supplier quotations.
DETAILED RATE ANALYSIS — EAST AFRICAN QS FORMAT
Module / Ref | MODULE 11 | 78.04 | [5 empty] | MODULE 11¦78.04
BOQ Item | Supply and install electric locks, strikes, maglocks and door hardware
Unit | nr | Pricing basis | Nairobi, Kenya — Sep 2026 | Currency | USD | VAT | Excluded
No. | Code | Resource Description | Category | Qty / BOQ Unit | Resource Unit | Rate (USD) | Amount (USD) | Remarks
1 | MAT-035 | Internal flush door set | Material | 1 | nr | 97.3725 | 97.3725 | East African productivity / consumption constant
2 | MAT-027 | Ironmongery set | Material | 1 | nr | 68.9722 | 68.9722 | East African productivity / consumption constant
3 | LAB-005 | Carpenter / joiner | Labour | 3 | hr | 1.7388 | 5.2164 | East African productivity / consumption constant
4 | LAB-002 | General labourer | Labour | 1 | hr | 0.7728 | 0.7728 | East African productivity / consumption constant
5 | PLT-016 | Small tools & consumables (allowance) | Plant & Tools | 0.2 | hr | 0.5796 | 0.11592 | East African productivity / consumption constant
6 | SUB-017 | Specialist joinery installation | Subcontractor | 0.01 | item | 1391.0355 | 13.9104 | Verify supplier/subcontract quotation
|  | Materials Total |  |  |  |  | 166.3447
|  | Labour Total |  |  |  |  | 5.9892
|  | Plant & Subcontract Total |  |  |  |  | 14.0263
|  | Direct Resource Cost |  |  |  |  | 186.3601
|  | Transport / Carriage | 5% of materials |  |  |  | 8.3172 | Adjust for haul distance
|  | Small Tools, Water & Sundries | 2.5% of labour + plant |  |  |  | 0.50039 | Traditional allowance
|  | PRIME COST |  |  |  |  | 195.1777
|  | Contractor Overheads | 10% |  |  |  | 19.5178 | Editable allowance
|  | Contractor Profit | 10% |  |  |  | 21.4696 | Editable allowance
|  | RATE PER BOQ UNIT | nr |  |  |  | 236.1651 | Excluding VAT
Note | Quantities are standard estimating constants and must be adjusted for specification, method, location and supplier quotations.
DETAILED RATE ANALYSIS — EAST AFRICAN QS FORMAT
Module / Ref | MODULE 11 | 78.05 | [5 empty] | MODULE 11¦78.05
BOQ Item | Supply and install exit devices, request-to-exit and break-glass units
Unit | nr | Pricing basis | Nairobi, Kenya — Sep 2026 | Currency | USD | VAT | Excluded
No. | Code | Resource Description | Category | Qty / BOQ Unit | Resource Unit | Rate (USD) | Amount (USD) | Remarks
1 | MAT-143 | Exit device / REX / break-glass unit | Material | 1 | nr | 95.5178 | 95.5178 | Specific East African resource constant
2 | MAT-055 | Cat6/Cat6A data cable | Material | 3 | m | 0.97372 | 2.9212 | Specific East African resource constant
3 | LAB-019 | ELV/ICT/security technician | Labour | 1.5 | hr | 2.7048 | 4.0572 | Specific East African resource constant
4 | LAB-002 | General labourer | Labour | 0.3 | hr | 0.7728 | 0.23184 | Specific East African resource constant
5 | PLT-018 | Electrical/ICT test instruments | Plant & Tools | 0.03 | day | 38.6399 | 1.1592 | Specific East African resource constant
6 | SUB-013 | Access-control installation and commissioning | Subcontractor | 0.003 | item | 1931.9938 | 5.796 | Verify local quotation / authority charge
|  | Materials Total |  |  |  |  | 98.4389
|  | Labour Total |  |  |  |  | 4.289
|  | Plant & Subcontract Total |  |  |  |  | 6.9552
|  | Direct Resource Cost |  |  |  |  | 109.6832
|  | Transport / Carriage | 5% of materials |  |  |  | 4.9219 | Adjust for haul distance
|  | Small Tools, Water & Sundries | 2.5% of labour + plant |  |  |  | 0.28111 | Traditional allowance
|  | PRIME COST |  |  |  |  | 114.8862
|  | Contractor Overheads | 10% |  |  |  | 11.4886 | Editable allowance
|  | Contractor Profit | 10% |  |  |  | 12.6375 | Editable allowance
|  | RATE PER BOQ UNIT | nr |  |  |  | 139.0123 | Excluding VAT
Note | Quantities are standard estimating constants and must be adjusted for specification, method, location and supplier quotations.
DETAILED RATE ANALYSIS — EAST AFRICAN QS FORMAT
Module / Ref | MODULE 11 | 78.06 | [5 empty] | MODULE 11¦78.06
BOQ Item | Supply and install door position switches and monitoring devices
Unit | nr | Pricing basis | Nairobi, Kenya — Sep 2026 | Currency | USD | VAT | Excluded
No. | Code | Resource Description | Category | Qty / BOQ Unit | Resource Unit | Rate (USD) | Amount (USD) | Remarks
1 | MAT-035 | Internal flush door set | Material | 1 | nr | 97.3725 | 97.3725 | East African productivity / consumption constant
2 | MAT-027 | Ironmongery set | Material | 1 | nr | 68.9722 | 68.9722 | East African productivity / consumption constant
3 | LAB-005 | Carpenter / joiner | Labour | 3 | hr | 1.7388 | 5.2164 | East African productivity / consumption constant
4 | LAB-002 | General labourer | Labour | 1 | hr | 0.7728 | 0.7728 | East African productivity / consumption constant
5 | PLT-016 | Small tools & consumables (allowance) | Plant & Tools | 0.2 | hr | 0.5796 | 0.11592 | East African productivity / consumption constant
6 | SUB-017 | Specialist joinery installation | Subcontractor | 0.01 | item | 1391.0355 | 13.9104 | Verify supplier/subcontract quotation
|  | Materials Total |  |  |  |  | 166.3447
|  | Labour Total |  |  |  |  | 5.9892
|  | Plant & Subcontract Total |  |  |  |  | 14.0263
|  | Direct Resource Cost |  |  |  |  | 186.3601
|  | Transport / Carriage | 5% of materials |  |  |  | 8.3172 | Adjust for haul distance
|  | Small Tools, Water & Sundries | 2.5% of labour + plant |  |  |  | 0.50039 | Traditional allowance
|  | PRIME COST |  |  |  |  | 195.1777
|  | Contractor Overheads | 10% |  |  |  | 19.5178 | Editable allowance
|  | Contractor Profit | 10% |  |  |  | 21.4696 | Editable allowance
|  | RATE PER BOQ UNIT | nr |  |  |  | 236.1651 | Excluding VAT
Note | Quantities are standard estimating constants and must be adjusted for specification, method, location and supplier quotations.
DETAILED RATE ANALYSIS — EAST AFRICAN QS FORMAT
Module / Ref | MODULE 11 | 78.07 | [5 empty] | MODULE 11¦78.07
BOQ Item | Configure access levels, credentials, time zones and integration
Unit | item | Pricing basis | Nairobi, Kenya — Sep 2026 | Currency | USD | VAT | Excluded
No. | Code | Resource Description | Category | Qty / BOQ Unit | Resource Unit | Rate (USD) | Amount (USD) | Remarks
1 | MAT-143 | Exit device / REX / break-glass unit | Material | 1 | nr | 95.5178 | 95.5178 | Discipline-specific East African resource allowance
2 | MAT-145 | PIR / intrusion detector | Material | 1 | nr | 51.7388 | 51.7388 | Discipline-specific East African resource allowance
3 | LAB-019 | ELV/ICT/security technician | Labour | 2 | hr | 2.7048 | 5.4096 | Discipline-specific East African resource allowance
4 | LAB-002 | General labourer | Labour | 0.5 | hr | 0.7728 | 0.3864 | Discipline-specific East African resource allowance
5 | PLT-018 | Electrical/ICT test instruments | Plant & Tools | 0.05 | day | 38.6399 | 1.932 | Discipline-specific East African resource allowance
6 | SUB-013 | Access-control installation and commissioning | Subcontractor | 0.005 | item | 1931.9938 | 9.66 | Discipline provisional allowance — verify quotation
|  | Materials Total |  |  |  |  | 147.2566
|  | Labour Total |  |  |  |  | 5.796
|  | Plant & Subcontract Total |  |  |  |  | 11.592
|  | Direct Resource Cost |  |  |  |  | 164.6445
|  | Transport / Carriage | 5% of materials |  |  |  | 7.3628 | Adjust for haul distance
|  | Small Tools, Water & Sundries | 2.5% of labour + plant |  |  |  | 0.4347 | Traditional allowance
|  | PRIME COST |  |  |  |  | 172.442
|  | Contractor Overheads | 10% |  |  |  | 17.2442 | Editable allowance
|  | Contractor Profit | 10% |  |  |  | 18.9686 | Editable allowance
|  | RATE PER BOQ UNIT | item |  |  |  | 208.6549 | Excluding VAT
Note | Quantities are standard estimating constants and must be adjusted for specification, method, location and supplier quotations.
DETAILED RATE ANALYSIS — EAST AFRICAN QS FORMAT
Module / Ref | MODULE 11 | 79.01 | [5 empty] | MODULE 11¦79.01
BOQ Item | Supply and install intruder-alarm control panel and keypads
Unit | nr | Pricing basis | Nairobi, Kenya — Sep 2026 | Currency | USD | VAT | Excluded
No. | Code | Resource Description | Category | Qty / BOQ Unit | Resource Unit | Rate (USD) | Amount (USD) | Remarks
1 | MAT-144 | Intruder-alarm control panel | Material | 1 | nr | 670.0155 | 670.0155 | Specific East African resource constant
2 | MAT-055 | Cat6/Cat6A data cable | Material | 5 | m | 0.97372 | 4.8686 | Specific East African resource constant
3 | LAB-019 | ELV/ICT/security technician | Labour | 4 | hr | 2.7048 | 10.8192 | Specific East African resource constant
4 | LAB-002 | General labourer | Labour | 1 | hr | 0.7728 | 0.7728 | Specific East African resource constant
5 | PLT-018 | Electrical/ICT test instruments | Plant & Tools | 0.1 | day | 38.6399 | 3.864 | Specific East African resource constant
6 | SUB-013 | Access-control installation and commissioning | Subcontractor | 0.01 | item | 1931.9938 | 19.3199 | Verify local quotation / authority charge
|  | Materials Total |  |  |  |  | 674.8841
|  | Labour Total |  |  |  |  | 11.592
|  | Plant & Subcontract Total |  |  |  |  | 23.1839
|  | Direct Resource Cost |  |  |  |  | 709.66
|  | Transport / Carriage | 5% of materials |  |  |  | 33.7442 | Adjust for haul distance
|  | Small Tools, Water & Sundries | 2.5% of labour + plant |  |  |  | 0.8694 | Traditional allowance
|  | PRIME COST |  |  |  |  | 744.2736
|  | Contractor Overheads | 10% |  |  |  | 74.4274 | Editable allowance
|  | Contractor Profit | 10% |  |  |  | 81.8701 | Editable allowance
|  | RATE PER BOQ UNIT | nr |  |  |  | 900.571 | Excluding VAT
Note | Quantities are standard estimating constants and must be adjusted for specification, method, location and supplier quotations.
DETAILED RATE ANALYSIS — EAST AFRICAN QS FORMAT
Module / Ref | MODULE 11 | 79.02 | [5 empty] | MODULE 11¦79.02
BOQ Item | Supply and install movement/PIR, dual-tech and presence detectors
Unit | nr | Pricing basis | Nairobi, Kenya — Sep 2026 | Currency | USD | VAT | Excluded
No. | Code | Resource Description | Category | Qty / BOQ Unit | Resource Unit | Rate (USD) | Amount (USD) | Remarks
1 | MAT-145 | PIR / intrusion detector | Material | 1 | nr | 51.7388 | 51.7388 | Specific East African resource constant
2 | MAT-055 | Cat6/Cat6A data cable | Material | 3 | m | 0.97372 | 2.9212 | Specific East African resource constant
3 | LAB-019 | ELV/ICT/security technician | Labour | 1 | hr | 2.7048 | 2.7048 | Specific East African resource constant
4 | LAB-002 | General labourer | Labour | 0.2 | hr | 0.7728 | 0.15456 | Specific East African resource constant
5 | PLT-018 | Electrical/ICT test instruments | Plant & Tools | 0.02 | day | 38.6399 | 0.7728 | Specific East African resource constant
6 | SUB-013 | Access-control installation and commissioning | Subcontractor | 0.002 | item | 1931.9938 | 3.864 | Verify local quotation / authority charge
|  | Materials Total |  |  |  |  | 54.66
|  | Labour Total |  |  |  |  | 2.8594
|  | Plant & Subcontract Total |  |  |  |  | 4.6368
|  | Direct Resource Cost |  |  |  |  | 62.1561
|  | Transport / Carriage | 5% of materials |  |  |  | 2.733 | Adjust for haul distance
|  | Small Tools, Water & Sundries | 2.5% of labour + plant |  |  |  | 0.1874 | Traditional allowance
|  | PRIME COST |  |  |  |  | 65.0765
|  | Contractor Overheads | 10% |  |  |  | 6.5077 | Editable allowance
|  | Contractor Profit | 10% |  |  |  | 7.1584 | Editable allowance
|  | RATE PER BOQ UNIT | nr |  |  |  | 78.7426 | Excluding VAT
Note | Quantities are standard estimating constants and must be adjusted for specification, method, location and supplier quotations.
DETAILED RATE ANALYSIS — EAST AFRICAN QS FORMAT
Module / Ref | MODULE 11 | 79.03 | [5 empty] | MODULE 11¦79.03
BOQ Item | Supply and install door/window contacts and vibration sensors
Unit | nr | Pricing basis | Nairobi, Kenya — Sep 2026 | Currency | USD | VAT | Excluded
No. | Code | Resource Description | Category | Qty / BOQ Unit | Resource Unit | Rate (USD) | Amount (USD) | Remarks
1 | MAT-034 | Powder-coated aluminium window | Material | 1.5 | m² | 121.7156 | 182.5734 | East African productivity / consumption constant
2 | MAT-027 | Ironmongery set | Material | 1 | nr | 68.9722 | 68.9722 | East African productivity / consumption constant
3 | LAB-013 | Glazier | Labour | 3 | hr | 1.932 | 5.796 | East African productivity / consumption constant
4 | LAB-002 | General labourer | Labour | 1 | hr | 0.7728 | 0.7728 | East African productivity / consumption constant
5 | PLT-016 | Small tools & consumables (allowance) | Plant & Tools | 0.2 | hr | 0.5796 | 0.11592 | East African productivity / consumption constant
6 | SUB-001 | Testing / commissioning allowance | Subcontractor | 0 | item | 193.1994 | 0 | Verify supplier/subcontract quotation
|  | Materials Total |  |  |  |  | 251.5456
|  | Labour Total |  |  |  |  | 6.5688
|  | Plant & Subcontract Total |  |  |  |  | 0.11592
|  | Direct Resource Cost |  |  |  |  | 258.2303
|  | Transport / Carriage | 5% of materials |  |  |  | 12.5773 | Adjust for haul distance
|  | Small Tools, Water & Sundries | 2.5% of labour + plant |  |  |  | 0.16712 | Traditional allowance
|  | PRIME COST |  |  |  |  | 270.9747
|  | Contractor Overheads | 10% |  |  |  | 27.0975 | Editable allowance
|  | Contractor Profit | 10% |  |  |  | 29.8072 | Editable allowance
|  | RATE PER BOQ UNIT | nr |  |  |  | 327.8794 | Excluding VAT
Note | Quantities are standard estimating constants and must be adjusted for specification, method, location and supplier quotations.
DETAILED RATE ANALYSIS — EAST AFRICAN QS FORMAT
Module / Ref | MODULE 11 | 79.04 | [5 empty] | MODULE 11¦79.04
BOQ Item | Supply and install external/perimeter intrusion detection
Unit | nr | Pricing basis | Nairobi, Kenya — Sep 2026 | Currency | USD | VAT | Excluded
No. | Code | Resource Description | Category | Qty / BOQ Unit | Resource Unit | Rate (USD) | Amount (USD) | Remarks
1 | MAT-145 | PIR / intrusion detector | Material | 1 | nr | 51.7388 | 51.7388 | Specific East African resource constant
2 | MAT-055 | Cat6/Cat6A data cable | Material | 3 | m | 0.97372 | 2.9212 | Specific East African resource constant
3 | LAB-019 | ELV/ICT/security technician | Labour | 1 | hr | 2.7048 | 2.7048 | Specific East African resource constant
4 | LAB-002 | General labourer | Labour | 0.2 | hr | 0.7728 | 0.15456 | Specific East African resource constant
5 | PLT-018 | Electrical/ICT test instruments | Plant & Tools | 0.02 | day | 38.6399 | 0.7728 | Specific East African resource constant
6 | SUB-013 | Access-control installation and commissioning | Subcontractor | 0.002 | item | 1931.9938 | 3.864 | Verify local quotation / authority charge
|  | Materials Total |  |  |  |  | 54.66
|  | Labour Total |  |  |  |  | 2.8594
|  | Plant & Subcontract Total |  |  |  |  | 4.6368
|  | Direct Resource Cost |  |  |  |  | 62.1561
|  | Transport / Carriage | 5% of materials |  |  |  | 2.733 | Adjust for haul distance
|  | Small Tools, Water & Sundries | 2.5% of labour + plant |  |  |  | 0.1874 | Traditional allowance
|  | PRIME COST |  |  |  |  | 65.0765
|  | Contractor Overheads | 10% |  |  |  | 6.5077 | Editable allowance
|  | Contractor Profit | 10% |  |  |  | 7.1584 | Editable allowance
|  | RATE PER BOQ UNIT | nr |  |  |  | 78.7426 | Excluding VAT
Note | Quantities are standard estimating constants and must be adjusted for specification, method, location and supplier quotations.
DETAILED RATE ANALYSIS — EAST AFRICAN QS FORMAT
Module / Ref | MODULE 11 | 79.05 | [5 empty] | MODULE 11¦79.05
BOQ Item | Supply and install internal/external sounders, strobes and signalling
Unit | nr | Pricing basis | Nairobi, Kenya — Sep 2026 | Currency | USD | VAT | Excluded
No. | Code | Resource Description | Category | Qty / BOQ Unit | Resource Unit | Rate (USD) | Amount (USD) | Remarks
1 | MAT-076 | Fire detector / call point / sounder | Material | 1 | nr | 67.6584 | 67.6584 | East African productivity / consumption constant
2 | MAT-057 | Fire-rated cable | Material | 3 | m | 2.4343 | 7.3029 | East African productivity / consumption constant
3 | LAB-018 | Fire-systems technician | Labour | 1.2 | hr | 2.7048 | 3.2457 | East African productivity / consumption constant
4 | LAB-002 | General labourer | Labour | 0.3 | hr | 0.7728 | 0.23184 | East African productivity / consumption constant
5 | PLT-018 | Electrical/ICT test instruments | Plant & Tools | 0.03 | day | 38.6399 | 1.1592 | East African productivity / consumption constant
6 | SUB-007 | Fire protection installation | Subcontractor | 0.005 | item | 3477.5889 | 17.3879 | Verify supplier/subcontract quotation
|  | Materials Total |  |  |  |  | 74.9614
|  | Labour Total |  |  |  |  | 3.4776
|  | Plant & Subcontract Total |  |  |  |  | 18.5471
|  | Direct Resource Cost |  |  |  |  | 96.9861
|  | Transport / Carriage | 5% of materials |  |  |  | 3.7481 | Adjust for haul distance
|  | Small Tools, Water & Sundries | 2.5% of labour + plant |  |  |  | 0.55062 | Traditional allowance
|  | PRIME COST |  |  |  |  | 101.2848
|  | Contractor Overheads | 10% |  |  |  | 10.1285 | Editable allowance
|  | Contractor Profit | 10% |  |  |  | 11.1413 | Editable allowance
|  | RATE PER BOQ UNIT | nr |  |  |  | 122.5546 | Excluding VAT
Note | Quantities are standard estimating constants and must be adjusted for specification, method, location and supplier quotations.
DETAILED RATE ANALYSIS — EAST AFRICAN QS FORMAT
Module / Ref | MODULE 11 | 79.06 | [5 empty] | MODULE 11¦79.06
BOQ Item | Supply and install alarm-receiving-centre communicator and monitoring
Unit | nr | Pricing basis | Nairobi, Kenya — Sep 2026 | Currency | USD | VAT | Excluded
No. | Code | Resource Description | Category | Qty / BOQ Unit | Resource Unit | Rate (USD) | Amount (USD) | Remarks
1 | MAT-143 | Exit device / REX / break-glass unit | Material | 1 | nr | 95.5178 | 95.5178 | Discipline-specific East African resource allowance
2 | MAT-145 | PIR / intrusion detector | Material | 1 | nr | 51.7388 | 51.7388 | Discipline-specific East African resource allowance
3 | LAB-019 | ELV/ICT/security technician | Labour | 2 | hr | 2.7048 | 5.4096 | Discipline-specific East African resource allowance
4 | LAB-002 | General labourer | Labour | 0.5 | hr | 0.7728 | 0.3864 | Discipline-specific East African resource allowance
5 | PLT-018 | Electrical/ICT test instruments | Plant & Tools | 0.05 | day | 38.6399 | 1.932 | Discipline-specific East African resource allowance
6 | SUB-013 | Access-control installation and commissioning | Subcontractor | 0.005 | item | 1931.9938 | 9.66 | Discipline provisional allowance — verify quotation
|  | Materials Total |  |  |  |  | 147.2566
|  | Labour Total |  |  |  |  | 5.796
|  | Plant & Subcontract Total |  |  |  |  | 11.592
|  | Direct Resource Cost |  |  |  |  | 164.6445
|  | Transport / Carriage | 5% of materials |  |  |  | 7.3628 | Adjust for haul distance
|  | Small Tools, Water & Sundries | 2.5% of labour + plant |  |  |  | 0.4347 | Traditional allowance
|  | PRIME COST |  |  |  |  | 172.442
|  | Contractor Overheads | 10% |  |  |  | 17.2442 | Editable allowance
|  | Contractor Profit | 10% |  |  |  | 18.9686 | Editable allowance
|  | RATE PER BOQ UNIT | nr |  |  |  | 208.6549 | Excluding VAT
Note | Quantities are standard estimating constants and must be adjusted for specification, method, location and supplier quotations.
DETAILED RATE ANALYSIS — EAST AFRICAN QS FORMAT
Module / Ref | MODULE 11 | 80.01 | [5 empty] | MODULE 11¦80.01
BOQ Item | Supply and install security barriers, bollards and road blockers
Unit | nr | Pricing basis | Nairobi, Kenya — Sep 2026 | Currency | USD | VAT | Excluded
No. | Code | Resource Description | Category | Qty / BOQ Unit | Resource Unit | Rate (USD) | Amount (USD) | Remarks
1 | MAT-146 | Wardrobe / locker unit | Material | 1 | nr | 365.1468 | 365.1468 | Specific East African resource constant
2 | MAT-027 | Ironmongery set | Material | 1 | nr | 68.9722 | 68.9722 | Specific East African resource constant
3 | LAB-005 | Carpenter / joiner | Labour | 3 | hr | 1.7388 | 5.2164 | Specific East African resource constant
4 | LAB-002 | General labourer | Labour | 1 | hr | 0.7728 | 0.7728 | Specific East African resource constant
5 | PLT-016 | Small tools & consumables (allowance) | Plant & Tools | 0.1 | hr | 0.5796 | 0.05796 | Specific East African resource constant
6 | SUB-017 | Specialist joinery installation | Subcontractor | 0.01 | item | 1391.0355 | 13.9104 | Verify local quotation / authority charge
|  | Materials Total |  |  |  |  | 434.119
|  | Labour Total |  |  |  |  | 5.9892
|  | Plant & Subcontract Total |  |  |  |  | 13.9683
|  | Direct Resource Cost |  |  |  |  | 454.0765
|  | Transport / Carriage | 5% of materials |  |  |  | 21.706 | Adjust for haul distance
|  | Small Tools, Water & Sundries | 2.5% of labour + plant |  |  |  | 0.49894 | Traditional allowance
|  | PRIME COST |  |  |  |  | 476.2814
|  | Contractor Overheads | 10% |  |  |  | 47.6281 | Editable allowance
|  | Contractor Profit | 10% |  |  |  | 52.391 | Editable allowance
|  | RATE PER BOQ UNIT | nr |  |  |  | 576.3005 | Excluding VAT
Note | Quantities are standard estimating constants and must be adjusted for specification, method, location and supplier quotations.
DETAILED RATE ANALYSIS — EAST AFRICAN QS FORMAT
Module / Ref | MODULE 11 | 80.02 | [5 empty] | MODULE 11¦80.02
BOQ Item | Supply and install speed gates, turnstiles and entrance-control lanes
Unit | nr | Pricing basis | Nairobi, Kenya — Sep 2026 | Currency | USD | VAT | Excluded
No. | Code | Resource Description | Category | Qty / BOQ Unit | Resource Unit | Rate (USD) | Amount (USD) | Remarks
1 | MAT-093 | Vehicular/pedestrian gate | Material | 1 | nr | 1432.7666 | 1432.7666 | East African productivity / consumption constant
2 | MAT-027 | Ironmongery set | Material | 1 | nr | 68.9722 | 68.9722 | East African productivity / consumption constant
3 | LAB-021 | Welder / fabricator | Labour | 6 | hr | 2.7048 | 16.2287 | East African productivity / consumption constant
4 | LAB-002 | General labourer | Labour | 2 | hr | 0.7728 | 1.5456 | East African productivity / consumption constant
5 | PLT-017 | Welding set | Plant & Tools | 0.1 | day | 46.3679 | 4.6368 | East African productivity / consumption constant
6 | SUB-011 | Landscaping | Subcontractor | 0.01 | m² | 27.0479 | 0.27048 | Verify supplier/subcontract quotation
|  | Materials Total |  |  |  |  | 1501.7388
|  | Labour Total |  |  |  |  | 17.7743
|  | Plant & Subcontract Total |  |  |  |  | 4.9073
|  | Direct Resource Cost |  |  |  |  | 1524.4204
|  | Transport / Carriage | 5% of materials |  |  |  | 75.0869 | Adjust for haul distance
|  | Small Tools, Water & Sundries | 2.5% of labour + plant |  |  |  | 0.56704 | Traditional allowance
|  | PRIME COST |  |  |  |  | 1600.0744
|  | Contractor Overheads | 10% |  |  |  | 160.0074 | Editable allowance
|  | Contractor Profit | 10% |  |  |  | 176.0082 | Editable allowance
|  | RATE PER BOQ UNIT | nr |  |  |  | 1936.09 | Excluding VAT
Note | Quantities are standard estimating constants and must be adjusted for specification, method, location and supplier quotations.
DETAILED RATE ANALYSIS — EAST AFRICAN QS FORMAT
Module / Ref | MODULE 11 | 80.03 | [5 empty] | MODULE 11¦80.03
BOQ Item | Supply and install vehicle-access barriers and controls
Unit | nr | Pricing basis | Nairobi, Kenya — Sep 2026 | Currency | USD | VAT | Excluded
No. | Code | Resource Description | Category | Qty / BOQ Unit | Resource Unit | Rate (USD) | Amount (USD) | Remarks
1 | MAT-143 | Exit device / REX / break-glass unit | Material | 1 | nr | 95.5178 | 95.5178 | Discipline-specific East African resource allowance
2 | MAT-145 | PIR / intrusion detector | Material | 1 | nr | 51.7388 | 51.7388 | Discipline-specific East African resource allowance
3 | LAB-019 | ELV/ICT/security technician | Labour | 2 | hr | 2.7048 | 5.4096 | Discipline-specific East African resource allowance
4 | LAB-002 | General labourer | Labour | 0.5 | hr | 0.7728 | 0.3864 | Discipline-specific East African resource allowance
5 | PLT-018 | Electrical/ICT test instruments | Plant & Tools | 0.05 | day | 38.6399 | 1.932 | Discipline-specific East African resource allowance
6 | SUB-013 | Access-control installation and commissioning | Subcontractor | 0.005 | item | 1931.9938 | 9.66 | Discipline provisional allowance — verify quotation
|  | Materials Total |  |  |  |  | 147.2566
|  | Labour Total |  |  |  |  | 5.796
|  | Plant & Subcontract Total |  |  |  |  | 11.592
|  | Direct Resource Cost |  |  |  |  | 164.6445
|  | Transport / Carriage | 5% of materials |  |  |  | 7.3628 | Adjust for haul distance
|  | Small Tools, Water & Sundries | 2.5% of labour + plant |  |  |  | 0.4347 | Traditional allowance
|  | PRIME COST |  |  |  |  | 172.442
|  | Contractor Overheads | 10% |  |  |  | 17.2442 | Editable allowance
|  | Contractor Profit | 10% |  |  |  | 18.9686 | Editable allowance
|  | RATE PER BOQ UNIT | nr |  |  |  | 208.6549 | Excluding VAT
Note | Quantities are standard estimating constants and must be adjusted for specification, method, location and supplier quotations.
DETAILED RATE ANALYSIS — EAST AFRICAN QS FORMAT
Module / Ref | MODULE 11 | 80.04 | [5 empty] | MODULE 11¦80.04
BOQ Item | Supply and install security shutters, grilles and screens
Unit | nr | Pricing basis | Nairobi, Kenya — Sep 2026 | Currency | USD | VAT | Excluded
No. | Code | Resource Description | Category | Qty / BOQ Unit | Resource Unit | Rate (USD) | Amount (USD) | Remarks
1 | MAT-143 | Exit device / REX / break-glass unit | Material | 1 | nr | 95.5178 | 95.5178 | Discipline-specific East African resource allowance
2 | MAT-145 | PIR / intrusion detector | Material | 1 | nr | 51.7388 | 51.7388 | Discipline-specific East African resource allowance
3 | LAB-019 | ELV/ICT/security technician | Labour | 2 | hr | 2.7048 | 5.4096 | Discipline-specific East African resource allowance
4 | LAB-002 | General labourer | Labour | 0.5 | hr | 0.7728 | 0.3864 | Discipline-specific East African resource allowance
5 | PLT-018 | Electrical/ICT test instruments | Plant & Tools | 0.05 | day | 38.6399 | 1.932 | Discipline-specific East African resource allowance
6 | SUB-013 | Access-control installation and commissioning | Subcontractor | 0.005 | item | 1931.9938 | 9.66 | Discipline provisional allowance — verify quotation
|  | Materials Total |  |  |  |  | 147.2566
|  | Labour Total |  |  |  |  | 5.796
|  | Plant & Subcontract Total |  |  |  |  | 11.592
|  | Direct Resource Cost |  |  |  |  | 164.6445
|  | Transport / Carriage | 5% of materials |  |  |  | 7.3628 | Adjust for haul distance
|  | Small Tools, Water & Sundries | 2.5% of labour + plant |  |  |  | 0.4347 | Traditional allowance
|  | PRIME COST |  |  |  |  | 172.442
|  | Contractor Overheads | 10% |  |  |  | 17.2442 | Editable allowance
|  | Contractor Profit | 10% |  |  |  | 18.9686 | Editable allowance
|  | RATE PER BOQ UNIT | nr |  |  |  | 208.6549 | Excluding VAT
Note | Quantities are standard estimating constants and must be adjusted for specification, method, location and supplier quotations.
DETAILED RATE ANALYSIS — EAST AFRICAN QS FORMAT
Module / Ref | MODULE 11 | 80.05 | [5 empty] | MODULE 11¦80.05
BOQ Item | Supply and install guard/reception security desk equipment
Unit | nr | Pricing basis | Nairobi, Kenya — Sep 2026 | Currency | USD | VAT | Excluded
No. | Code | Resource Description | Category | Qty / BOQ Unit | Resource Unit | Rate (USD) | Amount (USD) | Remarks
1 | MAT-097 | Fitted joinery / casework | Material | 3 | m | 202.8594 | 608.5781 | East African productivity / consumption constant
2 | MAT-027 | Ironmongery set | Material | 1 | nr | 68.9722 | 68.9722 | East African productivity / consumption constant
3 | LAB-005 | Carpenter / joiner | Labour | 8 | hr | 1.7388 | 13.9104 | East African productivity / consumption constant
4 | LAB-002 | General labourer | Labour | 2 | hr | 0.7728 | 1.5456 | East African productivity / consumption constant
5 | PLT-016 | Small tools & consumables (allowance) | Plant & Tools | 0.2 | hr | 0.5796 | 0.11592 | East African productivity / consumption constant
6 | SUB-017 | Specialist joinery installation | Subcontractor | 0.05 | item | 1391.0355 | 69.5518 | Verify supplier/subcontract quotation
|  | Materials Total |  |  |  |  | 677.5502
|  | Labour Total |  |  |  |  | 15.456
|  | Plant & Subcontract Total |  |  |  |  | 69.6677
|  | Direct Resource Cost |  |  |  |  | 762.6739
|  | Transport / Carriage | 5% of materials |  |  |  | 33.8775 | Adjust for haul distance
|  | Small Tools, Water & Sundries | 2.5% of labour + plant |  |  |  | 2.1281 | Traditional allowance
|  | PRIME COST |  |  |  |  | 798.6795
|  | Contractor Overheads | 10% |  |  |  | 79.8679 | Editable allowance
|  | Contractor Profit | 10% |  |  |  | 87.8547 | Editable allowance
|  | RATE PER BOQ UNIT | nr |  |  |  | 966.4022 | Excluding VAT
Note | Quantities are standard estimating constants and must be adjusted for specification, method, location and supplier quotations.
DETAILED RATE ANALYSIS — EAST AFRICAN QS FORMAT
Module / Ref | MODULE 11 | 81.01 | [5 empty] | MODULE 11¦81.01
BOQ Item | Supply and install security-system cabling and containment
Unit | m | Pricing basis | Nairobi, Kenya — Sep 2026 | Currency | USD | VAT | Excluded
No. | Code | Resource Description | Category | Qty / BOQ Unit | Resource Unit | Rate (USD) | Amount (USD) | Remarks
1 | MAT-002 | Ancillary fittings, supports, fixings and connection materials | Material | 0.05 | item | 40.5719 | 2.0286 | East African productivity / consumption constant
2 | MAT-001 | Specified item / equipment (compliance / BIM item) | Material | 0.01 | item | 405.7187 | 4.0572 | Verify supplier/subcontract quotation
3 | LAB-003 | Skilled labourer | Labour | 0.25 | hr | 1.1592 | 0.2898 | East African productivity / consumption constant
4 | LAB-002 | General labourer | Labour | 0.12 | hr | 0.7728 | 0.092736 | East African productivity / consumption constant
5 | PLT-016 | Small tools & consumables (allowance) | Plant & Tools | 0.05 | hr | 0.5796 | 0.02898 | East African productivity / consumption constant
6 | SUB-001 | Testing / commissioning allowance | Subcontractor | 0 | item | 193.1994 | 0 | Verify supplier/subcontract quotation
|  | Materials Total |  |  |  |  | 6.0858
|  | Labour Total |  |  |  |  | 0.38253
|  | Plant & Subcontract Total |  |  |  |  | 0.02898
|  | Direct Resource Cost |  |  |  |  | 6.4973
|  | Transport / Carriage | 5% of materials |  |  |  | 0.30429 | Adjust for haul distance
|  | Small Tools, Water & Sundries | 2.5% of labour + plant |  |  |  | 0.010288 | Traditional allowance
|  | PRIME COST |  |  |  |  | 6.8119
|  | Contractor Overheads | 10% |  |  |  | 0.68119 | Editable allowance
|  | Contractor Profit | 10% |  |  |  | 0.74931 | Editable allowance
|  | RATE PER BOQ UNIT | m |  |  |  | 8.2424 | Excluding VAT
Note | Quantities are standard estimating constants and must be adjusted for specification, method, location and supplier quotations.
DETAILED RATE ANALYSIS — EAST AFRICAN QS FORMAT
Module / Ref | MODULE 11 | 81.02 | [5 empty] | MODULE 11¦81.02
BOQ Item | Supply and install local power supplies, PSUs and battery backup
Unit | nr | Pricing basis | Nairobi, Kenya — Sep 2026 | Currency | USD | VAT | Excluded
No. | Code | Resource Description | Category | Qty / BOQ Unit | Resource Unit | Rate (USD) | Amount (USD) | Remarks
1 | MAT-089 | Solar/storage battery | Material | 1 | nr | 1970.6337 | 1970.6337 | East African productivity / consumption constant
2 | MAT-022 | Electrical cable, 2.5mm² | Material | 3 | m | 0.81144 | 2.4343 | East African productivity / consumption constant
3 | LAB-010 | Electrician | Labour | 4 | hr | 2.5116 | 10.0464 | East African productivity / consumption constant
4 | LAB-002 | General labourer | Labour | 2 | hr | 0.7728 | 1.5456 | East African productivity / consumption constant
5 | PLT-018 | Electrical/ICT test instruments | Plant & Tools | 0.05 | day | 38.6399 | 1.932 | East African productivity / consumption constant
6 | SUB-016 | Solar PV installation and commissioning | Subcontractor | 0.005 | item | 2704.7913 | 13.524 | Verify supplier/subcontract quotation
|  | Materials Total |  |  |  |  | 1973.068
|  | Labour Total |  |  |  |  | 11.592
|  | Plant & Subcontract Total |  |  |  |  | 15.456
|  | Direct Resource Cost |  |  |  |  | 2000.1159
|  | Transport / Carriage | 5% of materials |  |  |  | 98.6534 | Adjust for haul distance
|  | Small Tools, Water & Sundries | 2.5% of labour + plant |  |  |  | 0.6762 | Traditional allowance
|  | PRIME COST |  |  |  |  | 2099.4455
|  | Contractor Overheads | 10% |  |  |  | 209.9446 | Editable allowance
|  | Contractor Profit | 10% |  |  |  | 230.939 | Editable allowance
|  | RATE PER BOQ UNIT | nr |  |  |  | 2540.3291 | Excluding VAT
Note | Quantities are standard estimating constants and must be adjusted for specification, method, location and supplier quotations.
DETAILED RATE ANALYSIS — EAST AFRICAN QS FORMAT
Module / Ref | MODULE 11 | 81.03 | [5 empty] | MODULE 11¦81.03
BOQ Item | Integrate security systems with CCTV, fire and building-management systems
Unit | nr | Pricing basis | Nairobi, Kenya — Sep 2026 | Currency | USD | VAT | Excluded
No. | Code | Resource Description | Category | Qty / BOQ Unit | Resource Unit | Rate (USD) | Amount (USD) | Remarks
1 | MAT-143 | Exit device / REX / break-glass unit | Material | 1 | nr | 95.5178 | 95.5178 | Discipline-specific East African resource allowance
2 | MAT-145 | PIR / intrusion detector | Material | 1 | nr | 51.7388 | 51.7388 | Discipline-specific East African resource allowance
3 | LAB-019 | ELV/ICT/security technician | Labour | 2 | hr | 2.7048 | 5.4096 | Discipline-specific East African resource allowance
4 | LAB-002 | General labourer | Labour | 0.5 | hr | 0.7728 | 0.3864 | Discipline-specific East African resource allowance
5 | PLT-018 | Electrical/ICT test instruments | Plant & Tools | 0.05 | day | 38.6399 | 1.932 | Discipline-specific East African resource allowance
6 | SUB-013 | Access-control installation and commissioning | Subcontractor | 0.005 | item | 1931.9938 | 9.66 | Discipline provisional allowance — verify quotation
|  | Materials Total |  |  |  |  | 147.2566
|  | Labour Total |  |  |  |  | 5.796
|  | Plant & Subcontract Total |  |  |  |  | 11.592
|  | Direct Resource Cost |  |  |  |  | 164.6445
|  | Transport / Carriage | 5% of materials |  |  |  | 7.3628 | Adjust for haul distance
|  | Small Tools, Water & Sundries | 2.5% of labour + plant |  |  |  | 0.4347 | Traditional allowance
|  | PRIME COST |  |  |  |  | 172.442
|  | Contractor Overheads | 10% |  |  |  | 17.2442 | Editable allowance
|  | Contractor Profit | 10% |  |  |  | 18.9686 | Editable allowance
|  | RATE PER BOQ UNIT | nr |  |  |  | 208.6549 | Excluding VAT
Note | Quantities are standard estimating constants and must be adjusted for specification, method, location and supplier quotations.
DETAILED RATE ANALYSIS — EAST AFRICAN QS FORMAT
Module / Ref | MODULE 11 | 81.04 | [5 empty] | MODULE 11¦81.04
BOQ Item | Supply and install security-management/PSIM software and workstations
Unit | nr | Pricing basis | Nairobi, Kenya — Sep 2026 | Currency | USD | VAT | Excluded
No. | Code | Resource Description | Category | Qty / BOQ Unit | Resource Unit | Rate (USD) | Amount (USD) | Remarks
1 | MAT-143 | Exit device / REX / break-glass unit | Material | 1 | nr | 95.5178 | 95.5178 | Discipline-specific East African resource allowance
2 | MAT-145 | PIR / intrusion detector | Material | 1 | nr | 51.7388 | 51.7388 | Discipline-specific East African resource allowance
3 | LAB-019 | ELV/ICT/security technician | Labour | 2 | hr | 2.7048 | 5.4096 | Discipline-specific East African resource allowance
4 | LAB-002 | General labourer | Labour | 0.5 | hr | 0.7728 | 0.3864 | Discipline-specific East African resource allowance
5 | PLT-018 | Electrical/ICT test instruments | Plant & Tools | 0.05 | day | 38.6399 | 1.932 | Discipline-specific East African resource allowance
6 | SUB-013 | Access-control installation and commissioning | Subcontractor | 0.005 | item | 1931.9938 | 9.66 | Discipline provisional allowance — verify quotation
|  | Materials Total |  |  |  |  | 147.2566
|  | Labour Total |  |  |  |  | 5.796
|  | Plant & Subcontract Total |  |  |  |  | 11.592
|  | Direct Resource Cost |  |  |  |  | 164.6445
|  | Transport / Carriage | 5% of materials |  |  |  | 7.3628 | Adjust for haul distance
|  | Small Tools, Water & Sundries | 2.5% of labour + plant |  |  |  | 0.4347 | Traditional allowance
|  | PRIME COST |  |  |  |  | 172.442
|  | Contractor Overheads | 10% |  |  |  | 17.2442 | Editable allowance
|  | Contractor Profit | 10% |  |  |  | 18.9686 | Editable allowance
|  | RATE PER BOQ UNIT | nr |  |  |  | 208.6549 | Excluding VAT
Note | Quantities are standard estimating constants and must be adjusted for specification, method, location and supplier quotations.
DETAILED RATE ANALYSIS — EAST AFRICAN QS FORMAT
Module / Ref | MODULE 11 | 82.01 | [5 empty] | MODULE 11¦82.01
BOQ Item | Carry out testing and commissioning of security and access systems
Unit | nr | Pricing basis | Nairobi, Kenya — Sep 2026 | Currency | USD | VAT | Excluded
No. | Code | Resource Description | Category | Qty / BOQ Unit | Resource Unit | Rate (USD) | Amount (USD) | Remarks
1 | MAT-143 | Exit device / REX / break-glass unit | Material | 1 | nr | 95.5178 | 95.5178 | Discipline-specific East African resource allowance
2 | MAT-145 | PIR / intrusion detector | Material | 1 | nr | 51.7388 | 51.7388 | Discipline-specific East African resource allowance
3 | LAB-019 | ELV/ICT/security technician | Labour | 2 | hr | 2.7048 | 5.4096 | Discipline-specific East African resource allowance
4 | LAB-002 | General labourer | Labour | 0.5 | hr | 0.7728 | 0.3864 | Discipline-specific East African resource allowance
5 | PLT-018 | Electrical/ICT test instruments | Plant & Tools | 0.05 | day | 38.6399 | 1.932 | Discipline-specific East African resource allowance
6 | SUB-013 | Access-control installation and commissioning | Subcontractor | 0.005 | item | 1931.9938 | 9.66 | Discipline provisional allowance — verify quotation
|  | Materials Total |  |  |  |  | 147.2566
|  | Labour Total |  |  |  |  | 5.796
|  | Plant & Subcontract Total |  |  |  |  | 11.592
|  | Direct Resource Cost |  |  |  |  | 164.6445
|  | Transport / Carriage | 5% of materials |  |  |  | 7.3628 | Adjust for haul distance
|  | Small Tools, Water & Sundries | 2.5% of labour + plant |  |  |  | 0.4347 | Traditional allowance
|  | PRIME COST |  |  |  |  | 172.442
|  | Contractor Overheads | 10% |  |  |  | 17.2442 | Editable allowance
|  | Contractor Profit | 10% |  |  |  | 18.9686 | Editable allowance
|  | RATE PER BOQ UNIT | nr |  |  |  | 208.6549 | Excluding VAT
Note | Quantities are standard estimating constants and must be adjusted for specification, method, location and supplier quotations.
DETAILED RATE ANALYSIS — EAST AFRICAN QS FORMAT
Module / Ref | MODULE 11 | 82.02 | [5 empty] | MODULE 11¦82.02
BOQ Item | Provide system-acceptance testing and client witnessing
Unit | item | Pricing basis | Nairobi, Kenya — Sep 2026 | Currency | USD | VAT | Excluded
No. | Code | Resource Description | Category | Qty / BOQ Unit | Resource Unit | Rate (USD) | Amount (USD) | Remarks
1 | MAT-143 | Exit device / REX / break-glass unit | Material | 1 | nr | 95.5178 | 95.5178 | Discipline-specific East African resource allowance
2 | MAT-145 | PIR / intrusion detector | Material | 1 | nr | 51.7388 | 51.7388 | Discipline-specific East African resource allowance
3 | LAB-019 | ELV/ICT/security technician | Labour | 2 | hr | 2.7048 | 5.4096 | Discipline-specific East African resource allowance
4 | LAB-002 | General labourer | Labour | 0.5 | hr | 0.7728 | 0.3864 | Discipline-specific East African resource allowance
5 | PLT-018 | Electrical/ICT test instruments | Plant & Tools | 0.05 | day | 38.6399 | 1.932 | Discipline-specific East African resource allowance
6 | SUB-013 | Access-control installation and commissioning | Subcontractor | 0.005 | item | 1931.9938 | 9.66 | Discipline provisional allowance — verify quotation
|  | Materials Total |  |  |  |  | 147.2566
|  | Labour Total |  |  |  |  | 5.796
|  | Plant & Subcontract Total |  |  |  |  | 11.592
|  | Direct Resource Cost |  |  |  |  | 164.6445
|  | Transport / Carriage | 5% of materials |  |  |  | 7.3628 | Adjust for haul distance
|  | Small Tools, Water & Sundries | 2.5% of labour + plant |  |  |  | 0.4347 | Traditional allowance
|  | PRIME COST |  |  |  |  | 172.442
|  | Contractor Overheads | 10% |  |  |  | 17.2442 | Editable allowance
|  | Contractor Profit | 10% |  |  |  | 18.9686 | Editable allowance
|  | RATE PER BOQ UNIT | item |  |  |  | 208.6549 | Excluding VAT
Note | Quantities are standard estimating constants and must be adjusted for specification, method, location and supplier quotations.
DETAILED RATE ANALYSIS — EAST AFRICAN QS FORMAT
Module / Ref | MODULE 11 | 82.03 | [5 empty] | MODULE 11¦82.03
BOQ Item | Provide record drawings, device schedules and configuration records
Unit | item | Pricing basis | Nairobi, Kenya — Sep 2026 | Currency | USD | VAT | Excluded
No. | Code | Resource Description | Category | Qty / BOQ Unit | Resource Unit | Rate (USD) | Amount (USD) | Remarks
1 | MAT-002 | Ancillary fittings, supports, fixings and connection materials | Material | 0.05 | item | 40.5719 | 2.0286 | Specific East African resource constant
2 | MAT-113 | Survey monitoring instrument/target | Material | 0.2 | nr | 119.3972 | 23.8794 | Specific East African resource constant
3 | LAB-001 | Specialist engineer / surveyor | Labour | 8 | hr | 3.864 | 30.9119 | Specific East African resource constant
4 | LAB-015 | Site engineer / surveyor | Labour | 4 | hr | 3.864 | 15.456 | Specific East African resource constant
5 | PLT-018 | Electrical/ICT test instruments | Plant & Tools | 0.5 | day | 38.6399 | 19.3199 | Specific East African resource constant
6 | SUB-025 | Training / O&M / maintenance attendance | Subcontractor | 0.1 | item | 1159.1963 | 115.9196 | Verify local quotation / authority charge
|  | Materials Total |  |  |  |  | 25.908
|  | Labour Total |  |  |  |  | 46.3679
|  | Plant & Subcontract Total |  |  |  |  | 135.2396
|  | Direct Resource Cost |  |  |  |  | 207.5155
|  | Transport / Carriage | 5% of materials |  |  |  | 1.2954 | Adjust for haul distance
|  | Small Tools, Water & Sundries | 2.5% of labour + plant |  |  |  | 4.5402 | Traditional allowance
|  | PRIME COST |  |  |  |  | 213.351
|  | Contractor Overheads | 10% |  |  |  | 21.3351 | Editable allowance
|  | Contractor Profit | 10% |  |  |  | 23.4686 | Editable allowance
|  | RATE PER BOQ UNIT | item |  |  |  | 258.1548 | Excluding VAT
Note | Quantities are standard estimating constants and must be adjusted for specification, method, location and supplier quotations.
DETAILED RATE ANALYSIS — EAST AFRICAN QS FORMAT
Module / Ref | MODULE 11 | 82.04 | [5 empty] | MODULE 11¦82.04
BOQ Item | Provide O&M manuals and security-file documentation
Unit | item | Pricing basis | Nairobi, Kenya — Sep 2026 | Currency | USD | VAT | Excluded
No. | Code | Resource Description | Category | Qty / BOQ Unit | Resource Unit | Rate (USD) | Amount (USD) | Remarks
1 | MAT-002 | Ancillary fittings, supports, fixings and connection materials | Material | 0.05 | item | 40.5719 | 2.0286 | Specific East African resource constant
2 | MAT-113 | Survey monitoring instrument/target | Material | 0.2 | nr | 119.3972 | 23.8794 | Specific East African resource constant
3 | LAB-001 | Specialist engineer / surveyor | Labour | 8 | hr | 3.864 | 30.9119 | Specific East African resource constant
4 | LAB-015 | Site engineer / surveyor | Labour | 4 | hr | 3.864 | 15.456 | Specific East African resource constant
5 | PLT-018 | Electrical/ICT test instruments | Plant & Tools | 0.5 | day | 38.6399 | 19.3199 | Specific East African resource constant
6 | SUB-025 | Training / O&M / maintenance attendance | Subcontractor | 0.1 | item | 1159.1963 | 115.9196 | Verify local quotation / authority charge
|  | Materials Total |  |  |  |  | 25.908
|  | Labour Total |  |  |  |  | 46.3679
|  | Plant & Subcontract Total |  |  |  |  | 135.2396
|  | Direct Resource Cost |  |  |  |  | 207.5155
|  | Transport / Carriage | 5% of materials |  |  |  | 1.2954 | Adjust for haul distance
|  | Small Tools, Water & Sundries | 2.5% of labour + plant |  |  |  | 4.5402 | Traditional allowance
|  | PRIME COST |  |  |  |  | 213.351
|  | Contractor Overheads | 10% |  |  |  | 21.3351 | Editable allowance
|  | Contractor Profit | 10% |  |  |  | 23.4686 | Editable allowance
|  | RATE PER BOQ UNIT | item |  |  |  | 258.1548 | Excluding VAT
Note | Quantities are standard estimating constants and must be adjusted for specification, method, location and supplier quotations.
DETAILED RATE ANALYSIS — EAST AFRICAN QS FORMAT
Module / Ref | MODULE 11 | 82.05 | [5 empty] | MODULE 11¦82.05
BOQ Item | Provide operator and administrator training
Unit | item | Pricing basis | Nairobi, Kenya — Sep 2026 | Currency | USD | VAT | Excluded
No. | Code | Resource Description | Category | Qty / BOQ Unit | Resource Unit | Rate (USD) | Amount (USD) | Remarks
1 | MAT-143 | Exit device / REX / break-glass unit | Material | 1 | nr | 95.5178 | 95.5178 | Discipline-specific East African resource allowance
2 | MAT-145 | PIR / intrusion detector | Material | 1 | nr | 51.7388 | 51.7388 | Discipline-specific East African resource allowance
3 | LAB-019 | ELV/ICT/security technician | Labour | 2 | hr | 2.7048 | 5.4096 | Discipline-specific East African resource allowance
4 | LAB-002 | General labourer | Labour | 0.5 | hr | 0.7728 | 0.3864 | Discipline-specific East African resource allowance
5 | PLT-018 | Electrical/ICT test instruments | Plant & Tools | 0.05 | day | 38.6399 | 1.932 | Discipline-specific East African resource allowance
6 | SUB-013 | Access-control installation and commissioning | Subcontractor | 0.005 | item | 1931.9938 | 9.66 | Discipline provisional allowance — verify quotation
|  | Materials Total |  |  |  |  | 147.2566
|  | Labour Total |  |  |  |  | 5.796
|  | Plant & Subcontract Total |  |  |  |  | 11.592
|  | Direct Resource Cost |  |  |  |  | 164.6445
|  | Transport / Carriage | 5% of materials |  |  |  | 7.3628 | Adjust for haul distance
|  | Small Tools, Water & Sundries | 2.5% of labour + plant |  |  |  | 0.4347 | Traditional allowance
|  | PRIME COST |  |  |  |  | 172.442
|  | Contractor Overheads | 10% |  |  |  | 17.2442 | Editable allowance
|  | Contractor Profit | 10% |  |  |  | 18.9686 | Editable allowance
|  | RATE PER BOQ UNIT | item |  |  |  | 208.6549 | Excluding VAT
Note | Quantities are standard estimating constants and must be adjusted for specification, method, location and supplier quotations.
DETAILED RATE ANALYSIS — EAST AFRICAN QS FORMAT
Module / Ref | MODULE 12 | 83.01 | [5 empty] | MODULE 12¦83.01
BOQ Item | Supply and install fitted base and wall units, including carcass and doors
Unit | m | Pricing basis | Nairobi, Kenya — Sep 2026 | Currency | USD | VAT | Excluded
No. | Code | Resource Description | Category | Qty / BOQ Unit | Resource Unit | Rate (USD) | Amount (USD) | Remarks
1 | MAT-002 | Ancillary fittings, supports, fixings and connection materials | Material | 0.05 | item | 40.5719 | 2.0286 | East African productivity / consumption constant
2 | MAT-001 | Specified item / equipment (compliance / BIM item) | Material | 0.01 | item | 405.7187 | 4.0572 | Verify supplier/subcontract quotation
3 | LAB-003 | Skilled labourer | Labour | 0.25 | hr | 1.1592 | 0.2898 | East African productivity / consumption constant
4 | LAB-002 | General labourer | Labour | 0.12 | hr | 0.7728 | 0.092736 | East African productivity / consumption constant
5 | PLT-016 | Small tools & consumables (allowance) | Plant & Tools | 0.05 | hr | 0.5796 | 0.02898 | East African productivity / consumption constant
6 | SUB-001 | Testing / commissioning allowance | Subcontractor | 0 | item | 193.1994 | 0 | Verify supplier/subcontract quotation
|  | Materials Total |  |  |  |  | 6.0858
|  | Labour Total |  |  |  |  | 0.38253
|  | Plant & Subcontract Total |  |  |  |  | 0.02898
|  | Direct Resource Cost |  |  |  |  | 6.4973
|  | Transport / Carriage | 5% of materials |  |  |  | 0.30429 | Adjust for haul distance
|  | Small Tools, Water & Sundries | 2.5% of labour + plant |  |  |  | 0.010288 | Traditional allowance
|  | PRIME COST |  |  |  |  | 6.8119
|  | Contractor Overheads | 10% |  |  |  | 0.68119 | Editable allowance
|  | Contractor Profit | 10% |  |  |  | 0.74931 | Editable allowance
|  | RATE PER BOQ UNIT | m |  |  |  | 8.2424 | Excluding VAT
Note | Quantities are standard estimating constants and must be adjusted for specification, method, location and supplier quotations.
DETAILED RATE ANALYSIS — EAST AFRICAN QS FORMAT
Module / Ref | MODULE 12 | 83.02 | [5 empty] | MODULE 12¦83.02
BOQ Item | Supply and install reception desks and counters
Unit | nr | Pricing basis | Nairobi, Kenya — Sep 2026 | Currency | USD | VAT | Excluded
No. | Code | Resource Description | Category | Qty / BOQ Unit | Resource Unit | Rate (USD) | Amount (USD) | Remarks
1 | MAT-097 | Fitted joinery / casework | Material | 3 | m | 202.8594 | 608.5781 | East African productivity / consumption constant
2 | MAT-027 | Ironmongery set | Material | 1 | nr | 68.9722 | 68.9722 | East African productivity / consumption constant
3 | LAB-005 | Carpenter / joiner | Labour | 8 | hr | 1.7388 | 13.9104 | East African productivity / consumption constant
4 | LAB-002 | General labourer | Labour | 2 | hr | 0.7728 | 1.5456 | East African productivity / consumption constant
5 | PLT-016 | Small tools & consumables (allowance) | Plant & Tools | 0.2 | hr | 0.5796 | 0.11592 | East African productivity / consumption constant
6 | SUB-017 | Specialist joinery installation | Subcontractor | 0.05 | item | 1391.0355 | 69.5518 | Verify supplier/subcontract quotation
|  | Materials Total |  |  |  |  | 677.5502
|  | Labour Total |  |  |  |  | 15.456
|  | Plant & Subcontract Total |  |  |  |  | 69.6677
|  | Direct Resource Cost |  |  |  |  | 762.6739
|  | Transport / Carriage | 5% of materials |  |  |  | 33.8775 | Adjust for haul distance
|  | Small Tools, Water & Sundries | 2.5% of labour + plant |  |  |  | 2.1281 | Traditional allowance
|  | PRIME COST |  |  |  |  | 798.6795
|  | Contractor Overheads | 10% |  |  |  | 79.8679 | Editable allowance
|  | Contractor Profit | 10% |  |  |  | 87.8547 | Editable allowance
|  | RATE PER BOQ UNIT | nr |  |  |  | 966.4022 | Excluding VAT
Note | Quantities are standard estimating constants and must be adjusted for specification, method, location and supplier quotations.
DETAILED RATE ANALYSIS — EAST AFRICAN QS FORMAT
Module / Ref | MODULE 12 | 83.03 | [5 empty] | MODULE 12¦83.03
BOQ Item | Supply and install shelving, storage and cupboard units
Unit | m | Pricing basis | Nairobi, Kenya — Sep 2026 | Currency | USD | VAT | Excluded
No. | Code | Resource Description | Category | Qty / BOQ Unit | Resource Unit | Rate (USD) | Amount (USD) | Remarks
1 | MAT-002 | Ancillary fittings, supports, fixings and connection materials | Material | 0.05 | item | 40.5719 | 2.0286 | East African productivity / consumption constant
2 | MAT-001 | Specified item / equipment (compliance / BIM item) | Material | 0.01 | item | 405.7187 | 4.0572 | Verify supplier/subcontract quotation
3 | LAB-003 | Skilled labourer | Labour | 0.25 | hr | 1.1592 | 0.2898 | East African productivity / consumption constant
4 | LAB-002 | General labourer | Labour | 0.12 | hr | 0.7728 | 0.092736 | East African productivity / consumption constant
5 | PLT-016 | Small tools & consumables (allowance) | Plant & Tools | 0.05 | hr | 0.5796 | 0.02898 | East African productivity / consumption constant
6 | SUB-001 | Testing / commissioning allowance | Subcontractor | 0 | item | 193.1994 | 0 | Verify supplier/subcontract quotation
|  | Materials Total |  |  |  |  | 6.0858
|  | Labour Total |  |  |  |  | 0.38253
|  | Plant & Subcontract Total |  |  |  |  | 0.02898
|  | Direct Resource Cost |  |  |  |  | 6.4973
|  | Transport / Carriage | 5% of materials |  |  |  | 0.30429 | Adjust for haul distance
|  | Small Tools, Water & Sundries | 2.5% of labour + plant |  |  |  | 0.010288 | Traditional allowance
|  | PRIME COST |  |  |  |  | 6.8119
|  | Contractor Overheads | 10% |  |  |  | 0.68119 | Editable allowance
|  | Contractor Profit | 10% |  |  |  | 0.74931 | Editable allowance
|  | RATE PER BOQ UNIT | m |  |  |  | 8.2424 | Excluding VAT
Note | Quantities are standard estimating constants and must be adjusted for specification, method, location and supplier quotations.
DETAILED RATE ANALYSIS — EAST AFRICAN QS FORMAT
Module / Ref | MODULE 12 | 83.04 | [5 empty] | MODULE 12¦83.04
BOQ Item | Supply and install fitted wardrobes and lockers
Unit | nr | Pricing basis | Nairobi, Kenya — Sep 2026 | Currency | USD | VAT | Excluded
No. | Code | Resource Description | Category | Qty / BOQ Unit | Resource Unit | Rate (USD) | Amount (USD) | Remarks
1 | MAT-146 | Wardrobe / locker unit | Material | 1 | nr | 365.1468 | 365.1468 | Specific East African resource constant
2 | MAT-027 | Ironmongery set | Material | 1 | nr | 68.9722 | 68.9722 | Specific East African resource constant
3 | LAB-005 | Carpenter / joiner | Labour | 3 | hr | 1.7388 | 5.2164 | Specific East African resource constant
4 | LAB-002 | General labourer | Labour | 1 | hr | 0.7728 | 0.7728 | Specific East African resource constant
5 | PLT-016 | Small tools & consumables (allowance) | Plant & Tools | 0.1 | hr | 0.5796 | 0.05796 | Specific East African resource constant
6 | SUB-017 | Specialist joinery installation | Subcontractor | 0.01 | item | 1391.0355 | 13.9104 | Verify local quotation / authority charge
|  | Materials Total |  |  |  |  | 434.119
|  | Labour Total |  |  |  |  | 5.9892
|  | Plant & Subcontract Total |  |  |  |  | 13.9683
|  | Direct Resource Cost |  |  |  |  | 454.0765
|  | Transport / Carriage | 5% of materials |  |  |  | 21.706 | Adjust for haul distance
|  | Small Tools, Water & Sundries | 2.5% of labour + plant |  |  |  | 0.49894 | Traditional allowance
|  | PRIME COST |  |  |  |  | 476.2814
|  | Contractor Overheads | 10% |  |  |  | 47.6281 | Editable allowance
|  | Contractor Profit | 10% |  |  |  | 52.391 | Editable allowance
|  | RATE PER BOQ UNIT | nr |  |  |  | 576.3005 | Excluding VAT
Note | Quantities are standard estimating constants and must be adjusted for specification, method, location and supplier quotations.
DETAILED RATE ANALYSIS — EAST AFRICAN QS FORMAT
Module / Ref | MODULE 12 | 83.05 | [5 empty] | MODULE 12¦83.05
BOQ Item | Supply and install bespoke joinery, panelling and feature items
Unit | item | Pricing basis | Nairobi, Kenya — Sep 2026 | Currency | USD | VAT | Excluded
No. | Code | Resource Description | Category | Qty / BOQ Unit | Resource Unit | Rate (USD) | Amount (USD) | Remarks
1 | MAT-097 | Fitted joinery / casework | Material | 3 | m | 202.8594 | 608.5781 | East African productivity / consumption constant
2 | MAT-027 | Ironmongery set | Material | 1 | nr | 68.9722 | 68.9722 | East African productivity / consumption constant
3 | LAB-005 | Carpenter / joiner | Labour | 8 | hr | 1.7388 | 13.9104 | East African productivity / consumption constant
4 | LAB-002 | General labourer | Labour | 2 | hr | 0.7728 | 1.5456 | East African productivity / consumption constant
5 | PLT-016 | Small tools & consumables (allowance) | Plant & Tools | 0.2 | hr | 0.5796 | 0.11592 | East African productivity / consumption constant
6 | SUB-017 | Specialist joinery installation | Subcontractor | 0.05 | item | 1391.0355 | 69.5518 | Verify supplier/subcontract quotation
|  | Materials Total |  |  |  |  | 677.5502
|  | Labour Total |  |  |  |  | 15.456
|  | Plant & Subcontract Total |  |  |  |  | 69.6677
|  | Direct Resource Cost |  |  |  |  | 762.6739
|  | Transport / Carriage | 5% of materials |  |  |  | 33.8775 | Adjust for haul distance
|  | Small Tools, Water & Sundries | 2.5% of labour + plant |  |  |  | 2.1281 | Traditional allowance
|  | PRIME COST |  |  |  |  | 798.6795
|  | Contractor Overheads | 10% |  |  |  | 79.8679 | Editable allowance
|  | Contractor Profit | 10% |  |  |  | 87.8547 | Editable allowance
|  | RATE PER BOQ UNIT | item |  |  |  | 966.4022 | Excluding VAT
Note | Quantities are standard estimating constants and must be adjusted for specification, method, location and supplier quotations.
DETAILED RATE ANALYSIS — EAST AFRICAN QS FORMAT
Module / Ref | MODULE 12 | 83.06 | [5 empty] | MODULE 12¦83.06
BOQ Item | Supply and install ironmongery and fittings to joinery
Unit | nr | Pricing basis | Nairobi, Kenya — Sep 2026 | Currency | USD | VAT | Excluded
No. | Code | Resource Description | Category | Qty / BOQ Unit | Resource Unit | Rate (USD) | Amount (USD) | Remarks
1 | MAT-097 | Fitted joinery / casework | Material | 3 | m | 202.8594 | 608.5781 | East African productivity / consumption constant
2 | MAT-027 | Ironmongery set | Material | 1 | nr | 68.9722 | 68.9722 | East African productivity / consumption constant
3 | LAB-005 | Carpenter / joiner | Labour | 8 | hr | 1.7388 | 13.9104 | East African productivity / consumption constant
4 | LAB-002 | General labourer | Labour | 2 | hr | 0.7728 | 1.5456 | East African productivity / consumption constant
5 | PLT-016 | Small tools & consumables (allowance) | Plant & Tools | 0.2 | hr | 0.5796 | 0.11592 | East African productivity / consumption constant
6 | SUB-017 | Specialist joinery installation | Subcontractor | 0.05 | item | 1391.0355 | 69.5518 | Verify supplier/subcontract quotation
|  | Materials Total |  |  |  |  | 677.5502
|  | Labour Total |  |  |  |  | 15.456
|  | Plant & Subcontract Total |  |  |  |  | 69.6677
|  | Direct Resource Cost |  |  |  |  | 762.6739
|  | Transport / Carriage | 5% of materials |  |  |  | 33.8775 | Adjust for haul distance
|  | Small Tools, Water & Sundries | 2.5% of labour + plant |  |  |  | 2.1281 | Traditional allowance
|  | PRIME COST |  |  |  |  | 798.6795
|  | Contractor Overheads | 10% |  |  |  | 79.8679 | Editable allowance
|  | Contractor Profit | 10% |  |  |  | 87.8547 | Editable allowance
|  | RATE PER BOQ UNIT | nr |  |  |  | 966.4022 | Excluding VAT
Note | Quantities are standard estimating constants and must be adjusted for specification, method, location and supplier quotations.
DETAILED RATE ANALYSIS — EAST AFRICAN QS FORMAT
Module / Ref | MODULE 12 | 84.01 | [5 empty] | MODULE 12¦84.01
BOQ Item | Supply and install laminate worktops, including edging and cut-outs
Unit | m | Pricing basis | Nairobi, Kenya — Sep 2026 | Currency | USD | VAT | Excluded
No. | Code | Resource Description | Category | Qty / BOQ Unit | Resource Unit | Rate (USD) | Amount (USD) | Remarks
1 | MAT-002 | Ancillary fittings, supports, fixings and connection materials | Material | 0.05 | item | 40.5719 | 2.0286 | East African productivity / consumption constant
2 | MAT-001 | Specified item / equipment (compliance / BIM item) | Material | 0.01 | item | 405.7187 | 4.0572 | Verify supplier/subcontract quotation
3 | LAB-003 | Skilled labourer | Labour | 0.25 | hr | 1.1592 | 0.2898 | East African productivity / consumption constant
4 | LAB-002 | General labourer | Labour | 0.12 | hr | 0.7728 | 0.092736 | East African productivity / consumption constant
5 | PLT-016 | Small tools & consumables (allowance) | Plant & Tools | 0.05 | hr | 0.5796 | 0.02898 | East African productivity / consumption constant
6 | SUB-001 | Testing / commissioning allowance | Subcontractor | 0 | item | 193.1994 | 0 | Verify supplier/subcontract quotation
|  | Materials Total |  |  |  |  | 6.0858
|  | Labour Total |  |  |  |  | 0.38253
|  | Plant & Subcontract Total |  |  |  |  | 0.02898
|  | Direct Resource Cost |  |  |  |  | 6.4973
|  | Transport / Carriage | 5% of materials |  |  |  | 0.30429 | Adjust for haul distance
|  | Small Tools, Water & Sundries | 2.5% of labour + plant |  |  |  | 0.010288 | Traditional allowance
|  | PRIME COST |  |  |  |  | 6.8119
|  | Contractor Overheads | 10% |  |  |  | 0.68119 | Editable allowance
|  | Contractor Profit | 10% |  |  |  | 0.74931 | Editable allowance
|  | RATE PER BOQ UNIT | m |  |  |  | 8.2424 | Excluding VAT
Note | Quantities are standard estimating constants and must be adjusted for specification, method, location and supplier quotations.
DETAILED RATE ANALYSIS — EAST AFRICAN QS FORMAT
Module / Ref | MODULE 12 | 84.02 | [5 empty] | MODULE 12¦84.02
BOQ Item | Supply and install solid-surface/stone worktops, including upstands
Unit | m | Pricing basis | Nairobi, Kenya — Sep 2026 | Currency | USD | VAT | Excluded
No. | Code | Resource Description | Category | Qty / BOQ Unit | Resource Unit | Rate (USD) | Amount (USD) | Remarks
1 | MAT-149 | Microphone / DI box / stand | Material | 1 | nr | 198.9954 | 198.9954 | Specific East African resource constant
2 | MAT-135 | Copper/fibre patch lead | Material | 1 | nr | 12.1716 | 12.1716 | Specific East African resource constant
3 | LAB-019 | ELV/ICT/security technician | Labour | 0.8 | hr | 2.7048 | 2.1638 | Specific East African resource constant
4 | LAB-002 | General labourer | Labour | 0.2 | hr | 0.7728 | 0.15456 | Specific East African resource constant
5 | PLT-018 | Electrical/ICT test instruments | Plant & Tools | 0.02 | day | 38.6399 | 0.7728 | Specific East African resource constant
6 | SUB-015 | AV/PA installation and commissioning | Subcontractor | 0.002 | item | 3091.1901 | 6.1824 | Verify local quotation / authority charge
|  | Materials Total |  |  |  |  | 211.1669
|  | Labour Total |  |  |  |  | 2.3184
|  | Plant & Subcontract Total |  |  |  |  | 6.9552
|  | Direct Resource Cost |  |  |  |  | 220.4405
|  | Transport / Carriage | 5% of materials |  |  |  | 10.5583 | Adjust for haul distance
|  | Small Tools, Water & Sundries | 2.5% of labour + plant |  |  |  | 0.23184 | Traditional allowance
|  | PRIME COST |  |  |  |  | 231.2307
|  | Contractor Overheads | 10% |  |  |  | 23.1231 | Editable allowance
|  | Contractor Profit | 10% |  |  |  | 25.4354 | Editable allowance
|  | RATE PER BOQ UNIT | m |  |  |  | 279.7891 | Excluding VAT
Note | Quantities are standard estimating constants and must be adjusted for specification, method, location and supplier quotations.
DETAILED RATE ANALYSIS — EAST AFRICAN QS FORMAT
Module / Ref | MODULE 12 | 84.03 | [5 empty] | MODULE 12¦84.03
BOQ Item | Supply and install stainless-steel worktops and splashbacks
Unit | m | Pricing basis | Nairobi, Kenya — Sep 2026 | Currency | USD | VAT | Excluded
No. | Code | Resource Description | Category | Qty / BOQ Unit | Resource Unit | Rate (USD) | Amount (USD) | Remarks
1 | MAT-002 | Ancillary fittings, supports, fixings and connection materials | Material | 0.05 | item | 40.5719 | 2.0286 | East African productivity / consumption constant
2 | MAT-001 | Specified item / equipment (compliance / BIM item) | Material | 0.01 | item | 405.7187 | 4.0572 | Verify supplier/subcontract quotation
3 | LAB-003 | Skilled labourer | Labour | 0.25 | hr | 1.1592 | 0.2898 | East African productivity / consumption constant
4 | LAB-002 | General labourer | Labour | 0.12 | hr | 0.7728 | 0.092736 | East African productivity / consumption constant
5 | PLT-016 | Small tools & consumables (allowance) | Plant & Tools | 0.05 | hr | 0.5796 | 0.02898 | East African productivity / consumption constant
6 | SUB-001 | Testing / commissioning allowance | Subcontractor | 0 | item | 193.1994 | 0 | Verify supplier/subcontract quotation
|  | Materials Total |  |  |  |  | 6.0858
|  | Labour Total |  |  |  |  | 0.38253
|  | Plant & Subcontract Total |  |  |  |  | 0.02898
|  | Direct Resource Cost |  |  |  |  | 6.4973
|  | Transport / Carriage | 5% of materials |  |  |  | 0.30429 | Adjust for haul distance
|  | Small Tools, Water & Sundries | 2.5% of labour + plant |  |  |  | 0.010288 | Traditional allowance
|  | PRIME COST |  |  |  |  | 6.8119
|  | Contractor Overheads | 10% |  |  |  | 0.68119 | Editable allowance
|  | Contractor Profit | 10% |  |  |  | 0.74931 | Editable allowance
|  | RATE PER BOQ UNIT | m |  |  |  | 8.2424 | Excluding VAT
Note | Quantities are standard estimating constants and must be adjusted for specification, method, location and supplier quotations.
DETAILED RATE ANALYSIS — EAST AFRICAN QS FORMAT
Module / Ref | MODULE 12 | 84.04 | [5 empty] | MODULE 12¦84.04
BOQ Item | Supply and install splashbacks, upstands and wall panels
Unit | m² | Pricing basis | Nairobi, Kenya — Sep 2026 | Currency | USD | VAT | Excluded
No. | Code | Resource Description | Category | Qty / BOQ Unit | Resource Unit | Rate (USD) | Amount (USD) | Remarks
1 | MAT-149 | Microphone / DI box / stand | Material | 1 | nr | 198.9954 | 198.9954 | Specific East African resource constant
2 | MAT-135 | Copper/fibre patch lead | Material | 1 | nr | 12.1716 | 12.1716 | Specific East African resource constant
3 | LAB-019 | ELV/ICT/security technician | Labour | 0.8 | hr | 2.7048 | 2.1638 | Specific East African resource constant
4 | LAB-002 | General labourer | Labour | 0.2 | hr | 0.7728 | 0.15456 | Specific East African resource constant
5 | PLT-018 | Electrical/ICT test instruments | Plant & Tools | 0.02 | day | 38.6399 | 0.7728 | Specific East African resource constant
6 | SUB-015 | AV/PA installation and commissioning | Subcontractor | 0.002 | item | 3091.1901 | 6.1824 | Verify local quotation / authority charge
|  | Materials Total |  |  |  |  | 211.1669
|  | Labour Total |  |  |  |  | 2.3184
|  | Plant & Subcontract Total |  |  |  |  | 6.9552
|  | Direct Resource Cost |  |  |  |  | 220.4405
|  | Transport / Carriage | 5% of materials |  |  |  | 10.5583 | Adjust for haul distance
|  | Small Tools, Water & Sundries | 2.5% of labour + plant |  |  |  | 0.23184 | Traditional allowance
|  | PRIME COST |  |  |  |  | 231.2307
|  | Contractor Overheads | 10% |  |  |  | 23.1231 | Editable allowance
|  | Contractor Profit | 10% |  |  |  | 25.4354 | Editable allowance
|  | RATE PER BOQ UNIT | m² |  |  |  | 279.7891 | Excluding VAT
Note | Quantities are standard estimating constants and must be adjusted for specification, method, location and supplier quotations.
DETAILED RATE ANALYSIS — EAST AFRICAN QS FORMAT
Module / Ref | MODULE 12 | 85.01 | [5 empty] | MODULE 12¦85.01
BOQ Item | Supply and install WC cubicles, IPS panels and duct access
Unit | nr | Pricing basis | Nairobi, Kenya — Sep 2026 | Currency | USD | VAT | Excluded
No. | Code | Resource Description | Category | Qty / BOQ Unit | Resource Unit | Rate (USD) | Amount (USD) | Remarks
1 | MAT-026 | WC suite (sanitaryware) | Material | 1 | nr | 202.8594 | 202.8594 | East African productivity / consumption constant
2 | MAT-073 | Valve / control valve | Material | 1 | nr | 95.5178 | 95.5178 | East African productivity / consumption constant
3 | LAB-011 | Plumber | Labour | 3 | hr | 2.3184 | 6.9552 | East African productivity / consumption constant
4 | LAB-002 | General labourer | Labour | 1 | hr | 0.7728 | 0.7728 | East African productivity / consumption constant
5 | PLT-019 | Pipe threading/fusion equipment | Plant & Tools | 0.03 | day | 61.8238 | 1.8547 | East African productivity / consumption constant
6 | SUB-005 | Mechanical / HVAC installation | Subcontractor | 0.01 | item | 5795.9815 | 57.9598 | Verify supplier/subcontract quotation
|  | Materials Total |  |  |  |  | 298.3771
|  | Labour Total |  |  |  |  | 7.728
|  | Plant & Subcontract Total |  |  |  |  | 59.8145
|  | Direct Resource Cost |  |  |  |  | 365.9196
|  | Transport / Carriage | 5% of materials |  |  |  | 14.9189 | Adjust for haul distance
|  | Small Tools, Water & Sundries | 2.5% of labour + plant |  |  |  | 1.6886 | Traditional allowance
|  | PRIME COST |  |  |  |  | 382.527
|  | Contractor Overheads | 10% |  |  |  | 38.2527 | Editable allowance
|  | Contractor Profit | 10% |  |  |  | 42.078 | Editable allowance
|  | RATE PER BOQ UNIT | nr |  |  |  | 462.8577 | Excluding VAT
Note | Quantities are standard estimating constants and must be adjusted for specification, method, location and supplier quotations.
DETAILED RATE ANALYSIS — EAST AFRICAN QS FORMAT
Module / Ref | MODULE 12 | 85.02 | [5 empty] | MODULE 12¦85.02
BOQ Item | Supply and install vanity units and washtroughs
Unit | m | Pricing basis | Nairobi, Kenya — Sep 2026 | Currency | USD | VAT | Excluded
No. | Code | Resource Description | Category | Qty / BOQ Unit | Resource Unit | Rate (USD) | Amount (USD) | Remarks
1 | MAT-002 | Ancillary fittings, supports, fixings and connection materials | Material | 0.05 | item | 40.5719 | 2.0286 | East African productivity / consumption constant
2 | MAT-001 | Specified item / equipment (compliance / BIM item) | Material | 0.01 | item | 405.7187 | 4.0572 | Verify supplier/subcontract quotation
3 | LAB-003 | Skilled labourer | Labour | 0.25 | hr | 1.1592 | 0.2898 | East African productivity / consumption constant
4 | LAB-002 | General labourer | Labour | 0.12 | hr | 0.7728 | 0.092736 | East African productivity / consumption constant
5 | PLT-016 | Small tools & consumables (allowance) | Plant & Tools | 0.05 | hr | 0.5796 | 0.02898 | East African productivity / consumption constant
6 | SUB-001 | Testing / commissioning allowance | Subcontractor | 0 | item | 193.1994 | 0 | Verify supplier/subcontract quotation
|  | Materials Total |  |  |  |  | 6.0858
|  | Labour Total |  |  |  |  | 0.38253
|  | Plant & Subcontract Total |  |  |  |  | 0.02898
|  | Direct Resource Cost |  |  |  |  | 6.4973
|  | Transport / Carriage | 5% of materials |  |  |  | 0.30429 | Adjust for haul distance
|  | Small Tools, Water & Sundries | 2.5% of labour + plant |  |  |  | 0.010288 | Traditional allowance
|  | PRIME COST |  |  |  |  | 6.8119
|  | Contractor Overheads | 10% |  |  |  | 0.68119 | Editable allowance
|  | Contractor Profit | 10% |  |  |  | 0.74931 | Editable allowance
|  | RATE PER BOQ UNIT | m |  |  |  | 8.2424 | Excluding VAT
Note | Quantities are standard estimating constants and must be adjusted for specification, method, location and supplier quotations.
DETAILED RATE ANALYSIS — EAST AFRICAN QS FORMAT
Module / Ref | MODULE 12 | 85.03 | [5 empty] | MODULE 12¦85.03
BOQ Item | Supply and install washroom accessories (dispensers, dryers, mirrors, rails)
Unit | nr | Pricing basis | Nairobi, Kenya — Sep 2026 | Currency | USD | VAT | Excluded
No. | Code | Resource Description | Category | Qty / BOQ Unit | Resource Unit | Rate (USD) | Amount (USD) | Remarks
1 | MAT-101 | Artwork / decorative accessory | Material | 1 | nr | 159.1963 | 159.1963 | East African productivity / consumption constant
2 | MAT-002 | Ancillary fittings, supports, fixings and connection materials | Material | 0.05 | item | 40.5719 | 2.0286 | East African productivity / consumption constant
3 | LAB-009 | Painter & decorator | Labour | 1 | hr | 1.3524 | 1.3524 | East African productivity / consumption constant
4 | LAB-002 | General labourer | Labour | 0.5 | hr | 0.7728 | 0.3864 | East African productivity / consumption constant
5 | PLT-016 | Small tools & consumables (allowance) | Plant & Tools | 0.05 | hr | 0.5796 | 0.02898 | East African productivity / consumption constant
6 | SUB-019 | Interior styling and decoration | Subcontractor | 0.02 | item | 1931.9938 | 38.6399 | Verify supplier/subcontract quotation
|  | Materials Total |  |  |  |  | 161.2249
|  | Labour Total |  |  |  |  | 1.7388
|  | Plant & Subcontract Total |  |  |  |  | 38.6689
|  | Direct Resource Cost |  |  |  |  | 201.6325
|  | Transport / Carriage | 5% of materials |  |  |  | 8.0612 | Adjust for haul distance
|  | Small Tools, Water & Sundries | 2.5% of labour + plant |  |  |  | 1.0102 | Traditional allowance
|  | PRIME COST |  |  |  |  | 210.704
|  | Contractor Overheads | 10% |  |  |  | 21.0704 | Editable allowance
|  | Contractor Profit | 10% |  |  |  | 23.1774 | Editable allowance
|  | RATE PER BOQ UNIT | nr |  |  |  | 254.9518 | Excluding VAT
Note | Quantities are standard estimating constants and must be adjusted for specification, method, location and supplier quotations.
DETAILED RATE ANALYSIS — EAST AFRICAN QS FORMAT
Module / Ref | MODULE 12 | 85.04 | [5 empty] | MODULE 12¦85.04
BOQ Item | Supply and install baby-change and accessible-washroom fittings
Unit | nr | Pricing basis | Nairobi, Kenya — Sep 2026 | Currency | USD | VAT | Excluded
No. | Code | Resource Description | Category | Qty / BOQ Unit | Resource Unit | Rate (USD) | Amount (USD) | Remarks
1 | MAT-146 | Wardrobe / locker unit | Material | 1 | nr | 365.1468 | 365.1468 | Specific East African resource constant
2 | MAT-027 | Ironmongery set | Material | 1 | nr | 68.9722 | 68.9722 | Specific East African resource constant
3 | LAB-005 | Carpenter / joiner | Labour | 3 | hr | 1.7388 | 5.2164 | Specific East African resource constant
4 | LAB-002 | General labourer | Labour | 1 | hr | 0.7728 | 0.7728 | Specific East African resource constant
5 | PLT-016 | Small tools & consumables (allowance) | Plant & Tools | 0.1 | hr | 0.5796 | 0.05796 | Specific East African resource constant
6 | SUB-017 | Specialist joinery installation | Subcontractor | 0.01 | item | 1391.0355 | 13.9104 | Verify local quotation / authority charge
|  | Materials Total |  |  |  |  | 434.119
|  | Labour Total |  |  |  |  | 5.9892
|  | Plant & Subcontract Total |  |  |  |  | 13.9683
|  | Direct Resource Cost |  |  |  |  | 454.0765
|  | Transport / Carriage | 5% of materials |  |  |  | 21.706 | Adjust for haul distance
|  | Small Tools, Water & Sundries | 2.5% of labour + plant |  |  |  | 0.49894 | Traditional allowance
|  | PRIME COST |  |  |  |  | 476.2814
|  | Contractor Overheads | 10% |  |  |  | 47.6281 | Editable allowance
|  | Contractor Profit | 10% |  |  |  | 52.391 | Editable allowance
|  | RATE PER BOQ UNIT | nr |  |  |  | 576.3005 | Excluding VAT
Note | Quantities are standard estimating constants and must be adjusted for specification, method, location and supplier quotations.
DETAILED RATE ANALYSIS — EAST AFRICAN QS FORMAT
Module / Ref | MODULE 12 | 85.05 | [5 empty] | MODULE 12¦85.05
BOQ Item | Supply and install lockers, benches and changing-room fittings
Unit | nr | Pricing basis | Nairobi, Kenya — Sep 2026 | Currency | USD | VAT | Excluded
No. | Code | Resource Description | Category | Qty / BOQ Unit | Resource Unit | Rate (USD) | Amount (USD) | Remarks
1 | MAT-146 | Wardrobe / locker unit | Material | 1 | nr | 365.1468 | 365.1468 | Specific East African resource constant
2 | MAT-027 | Ironmongery set | Material | 1 | nr | 68.9722 | 68.9722 | Specific East African resource constant
3 | LAB-005 | Carpenter / joiner | Labour | 3 | hr | 1.7388 | 5.2164 | Specific East African resource constant
4 | LAB-002 | General labourer | Labour | 1 | hr | 0.7728 | 0.7728 | Specific East African resource constant
5 | PLT-016 | Small tools & consumables (allowance) | Plant & Tools | 0.1 | hr | 0.5796 | 0.05796 | Specific East African resource constant
6 | SUB-017 | Specialist joinery installation | Subcontractor | 0.01 | item | 1391.0355 | 13.9104 | Verify local quotation / authority charge
|  | Materials Total |  |  |  |  | 434.119
|  | Labour Total |  |  |  |  | 5.9892
|  | Plant & Subcontract Total |  |  |  |  | 13.9683
|  | Direct Resource Cost |  |  |  |  | 454.0765
|  | Transport / Carriage | 5% of materials |  |  |  | 21.706 | Adjust for haul distance
|  | Small Tools, Water & Sundries | 2.5% of labour + plant |  |  |  | 0.49894 | Traditional allowance
|  | PRIME COST |  |  |  |  | 476.2814
|  | Contractor Overheads | 10% |  |  |  | 47.6281 | Editable allowance
|  | Contractor Profit | 10% |  |  |  | 52.391 | Editable allowance
|  | RATE PER BOQ UNIT | nr |  |  |  | 576.3005 | Excluding VAT
Note | Quantities are standard estimating constants and must be adjusted for specification, method, location and supplier quotations.
DETAILED RATE ANALYSIS — EAST AFRICAN QS FORMAT
Module / Ref | MODULE 12 | 86.01 | [5 empty] | MODULE 12¦86.01
BOQ Item | Supply and install external building and monument signage
Unit | nr | Pricing basis | Nairobi, Kenya — Sep 2026 | Currency | USD | VAT | Excluded
No. | Code | Resource Description | Category | Qty / BOQ Unit | Resource Unit | Rate (USD) | Amount (USD) | Remarks
1 | MAT-096 | Signage / graphic panel | Material | 1 | nr | 121.7156 | 121.7156 | East African productivity / consumption constant
2 | MAT-002 | Ancillary fittings, supports, fixings and connection materials | Material | 0.1 | item | 40.5719 | 4.0572 | East African productivity / consumption constant
3 | LAB-019 | ELV/ICT/security technician | Labour | 2 | hr | 2.7048 | 5.4096 | East African productivity / consumption constant
4 | LAB-002 | General labourer | Labour | 1 | hr | 0.7728 | 0.7728 | East African productivity / consumption constant
5 | PLT-020 | Scissor lift / MEWP | Plant & Tools | 0.02 | day | 154.5595 | 3.0912 | East African productivity / consumption constant
6 | SUB-018 | Signage/branding installation | Subcontractor | 0.02 | item | 927.357 | 18.5471 | Verify supplier/subcontract quotation
|  | Materials Total |  |  |  |  | 125.7728
|  | Labour Total |  |  |  |  | 6.1824
|  | Plant & Subcontract Total |  |  |  |  | 21.6383
|  | Direct Resource Cost |  |  |  |  | 153.5935
|  | Transport / Carriage | 5% of materials |  |  |  | 6.2886 | Adjust for haul distance
|  | Small Tools, Water & Sundries | 2.5% of labour + plant |  |  |  | 0.69552 | Traditional allowance
|  | PRIME COST |  |  |  |  | 160.5777
|  | Contractor Overheads | 10% |  |  |  | 16.0578 | Editable allowance
|  | Contractor Profit | 10% |  |  |  | 17.6635 | Editable allowance
|  | RATE PER BOQ UNIT | nr |  |  |  | 194.299 | Excluding VAT
Note | Quantities are standard estimating constants and must be adjusted for specification, method, location and supplier quotations.
DETAILED RATE ANALYSIS — EAST AFRICAN QS FORMAT
Module / Ref | MODULE 12 | 86.02 | [5 empty] | MODULE 12¦86.02
BOQ Item | Supply and install internal wayfinding and directional signage
Unit | nr | Pricing basis | Nairobi, Kenya — Sep 2026 | Currency | USD | VAT | Excluded
No. | Code | Resource Description | Category | Qty / BOQ Unit | Resource Unit | Rate (USD) | Amount (USD) | Remarks
1 | MAT-096 | Signage / graphic panel | Material | 1 | nr | 121.7156 | 121.7156 | East African productivity / consumption constant
2 | MAT-002 | Ancillary fittings, supports, fixings and connection materials | Material | 0.1 | item | 40.5719 | 4.0572 | East African productivity / consumption constant
3 | LAB-019 | ELV/ICT/security technician | Labour | 2 | hr | 2.7048 | 5.4096 | East African productivity / consumption constant
4 | LAB-002 | General labourer | Labour | 1 | hr | 0.7728 | 0.7728 | East African productivity / consumption constant
5 | PLT-020 | Scissor lift / MEWP | Plant & Tools | 0.02 | day | 154.5595 | 3.0912 | East African productivity / consumption constant
6 | SUB-018 | Signage/branding installation | Subcontractor | 0.02 | item | 927.357 | 18.5471 | Verify supplier/subcontract quotation
|  | Materials Total |  |  |  |  | 125.7728
|  | Labour Total |  |  |  |  | 6.1824
|  | Plant & Subcontract Total |  |  |  |  | 21.6383
|  | Direct Resource Cost |  |  |  |  | 153.5935
|  | Transport / Carriage | 5% of materials |  |  |  | 6.2886 | Adjust for haul distance
|  | Small Tools, Water & Sundries | 2.5% of labour + plant |  |  |  | 0.69552 | Traditional allowance
|  | PRIME COST |  |  |  |  | 160.5777
|  | Contractor Overheads | 10% |  |  |  | 16.0578 | Editable allowance
|  | Contractor Profit | 10% |  |  |  | 17.6635 | Editable allowance
|  | RATE PER BOQ UNIT | nr |  |  |  | 194.299 | Excluding VAT
Note | Quantities are standard estimating constants and must be adjusted for specification, method, location and supplier quotations.
DETAILED RATE ANALYSIS — EAST AFRICAN QS FORMAT
Module / Ref | MODULE 12 | 86.03 | [5 empty] | MODULE 12¦86.03
BOQ Item | Supply and install statutory, safety and door signage
Unit | nr | Pricing basis | Nairobi, Kenya — Sep 2026 | Currency | USD | VAT | Excluded
No. | Code | Resource Description | Category | Qty / BOQ Unit | Resource Unit | Rate (USD) | Amount (USD) | Remarks
1 | MAT-035 | Internal flush door set | Material | 1 | nr | 97.3725 | 97.3725 | East African productivity / consumption constant
2 | MAT-027 | Ironmongery set | Material | 1 | nr | 68.9722 | 68.9722 | East African productivity / consumption constant
3 | LAB-005 | Carpenter / joiner | Labour | 3 | hr | 1.7388 | 5.2164 | East African productivity / consumption constant
4 | LAB-002 | General labourer | Labour | 1 | hr | 0.7728 | 0.7728 | East African productivity / consumption constant
5 | PLT-016 | Small tools & consumables (allowance) | Plant & Tools | 0.2 | hr | 0.5796 | 0.11592 | East African productivity / consumption constant
6 | SUB-017 | Specialist joinery installation | Subcontractor | 0.01 | item | 1391.0355 | 13.9104 | Verify supplier/subcontract quotation
|  | Materials Total |  |  |  |  | 166.3447
|  | Labour Total |  |  |  |  | 5.9892
|  | Plant & Subcontract Total |  |  |  |  | 14.0263
|  | Direct Resource Cost |  |  |  |  | 186.3601
|  | Transport / Carriage | 5% of materials |  |  |  | 8.3172 | Adjust for haul distance
|  | Small Tools, Water & Sundries | 2.5% of labour + plant |  |  |  | 0.50039 | Traditional allowance
|  | PRIME COST |  |  |  |  | 195.1777
|  | Contractor Overheads | 10% |  |  |  | 19.5178 | Editable allowance
|  | Contractor Profit | 10% |  |  |  | 21.4696 | Editable allowance
|  | RATE PER BOQ UNIT | nr |  |  |  | 236.1651 | Excluding VAT
Note | Quantities are standard estimating constants and must be adjusted for specification, method, location and supplier quotations.
DETAILED RATE ANALYSIS — EAST AFRICAN QS FORMAT
Module / Ref | MODULE 12 | 86.04 | [5 empty] | MODULE 12¦86.04
BOQ Item | Supply and install digital signage and information displays
Unit | nr | Pricing basis | Nairobi, Kenya — Sep 2026 | Currency | USD | VAT | Excluded
No. | Code | Resource Description | Category | Qty / BOQ Unit | Resource Unit | Rate (USD) | Amount (USD) | Remarks
1 | MAT-096 | Signage / graphic panel | Material | 1 | nr | 121.7156 | 121.7156 | East African productivity / consumption constant
2 | MAT-002 | Ancillary fittings, supports, fixings and connection materials | Material | 0.1 | item | 40.5719 | 4.0572 | East African productivity / consumption constant
3 | LAB-019 | ELV/ICT/security technician | Labour | 2 | hr | 2.7048 | 5.4096 | East African productivity / consumption constant
4 | LAB-002 | General labourer | Labour | 1 | hr | 0.7728 | 0.7728 | East African productivity / consumption constant
5 | PLT-020 | Scissor lift / MEWP | Plant & Tools | 0.02 | day | 154.5595 | 3.0912 | East African productivity / consumption constant
6 | SUB-018 | Signage/branding installation | Subcontractor | 0.02 | item | 927.357 | 18.5471 | Verify supplier/subcontract quotation
|  | Materials Total |  |  |  |  | 125.7728
|  | Labour Total |  |  |  |  | 6.1824
|  | Plant & Subcontract Total |  |  |  |  | 21.6383
|  | Direct Resource Cost |  |  |  |  | 153.5935
|  | Transport / Carriage | 5% of materials |  |  |  | 6.2886 | Adjust for haul distance
|  | Small Tools, Water & Sundries | 2.5% of labour + plant |  |  |  | 0.69552 | Traditional allowance
|  | PRIME COST |  |  |  |  | 160.5777
|  | Contractor Overheads | 10% |  |  |  | 16.0578 | Editable allowance
|  | Contractor Profit | 10% |  |  |  | 17.6635 | Editable allowance
|  | RATE PER BOQ UNIT | nr |  |  |  | 194.299 | Excluding VAT
Note | Quantities are standard estimating constants and must be adjusted for specification, method, location and supplier quotations.
DETAILED RATE ANALYSIS — EAST AFRICAN QS FORMAT
Module / Ref | MODULE 12 | 87.01 | [5 empty] | MODULE 12¦87.01
BOQ Item | Supply and install desks, tables and workstations
Unit | nr | Pricing basis | Nairobi, Kenya — Sep 2026 | Currency | USD | VAT | Excluded
No. | Code | Resource Description | Category | Qty / BOQ Unit | Resource Unit | Rate (USD) | Amount (USD) | Remarks
1 | MAT-100 | Loose furniture item | Material | 1 | nr | 278.5935 | 278.5935 | East African productivity / consumption constant
2 | MAT-002 | Ancillary fittings, supports, fixings and connection materials | Material | 0.1 | item | 40.5719 | 4.0572 | East African productivity / consumption constant
3 | LAB-005 | Carpenter / joiner | Labour | 1 | hr | 1.7388 | 1.7388 | East African productivity / consumption constant
4 | LAB-002 | General labourer | Labour | 0.5 | hr | 0.7728 | 0.3864 | East African productivity / consumption constant
5 | PLT-016 | Small tools & consumables (allowance) | Plant & Tools | 0.05 | hr | 0.5796 | 0.02898 | East African productivity / consumption constant
6 | SUB-017 | Specialist joinery installation | Subcontractor | 0.01 | item | 1391.0355 | 13.9104 | Verify supplier/subcontract quotation
|  | Materials Total |  |  |  |  | 282.6507
|  | Labour Total |  |  |  |  | 2.1252
|  | Plant & Subcontract Total |  |  |  |  | 13.9393
|  | Direct Resource Cost |  |  |  |  | 298.7152
|  | Transport / Carriage | 5% of materials |  |  |  | 14.1325 | Adjust for haul distance
|  | Small Tools, Water & Sundries | 2.5% of labour + plant |  |  |  | 0.40161 | Traditional allowance
|  | PRIME COST |  |  |  |  | 313.2494
|  | Contractor Overheads | 10% |  |  |  | 31.3249 | Editable allowance
|  | Contractor Profit | 10% |  |  |  | 34.4574 | Editable allowance
|  | RATE PER BOQ UNIT | nr |  |  |  | 379.0317 | Excluding VAT
Note | Quantities are standard estimating constants and must be adjusted for specification, method, location and supplier quotations.
DETAILED RATE ANALYSIS — EAST AFRICAN QS FORMAT
Module / Ref | MODULE 12 | 87.02 | [5 empty] | MODULE 12¦87.02
BOQ Item | Supply and install seating, sofas and soft seating
Unit | nr | Pricing basis | Nairobi, Kenya — Sep 2026 | Currency | USD | VAT | Excluded
No. | Code | Resource Description | Category | Qty / BOQ Unit | Resource Unit | Rate (USD) | Amount (USD) | Remarks
1 | MAT-100 | Loose furniture item | Material | 1 | nr | 278.5935 | 278.5935 | East African productivity / consumption constant
2 | MAT-002 | Ancillary fittings, supports, fixings and connection materials | Material | 0.1 | item | 40.5719 | 4.0572 | East African productivity / consumption constant
3 | LAB-005 | Carpenter / joiner | Labour | 1 | hr | 1.7388 | 1.7388 | East African productivity / consumption constant
4 | LAB-002 | General labourer | Labour | 0.5 | hr | 0.7728 | 0.3864 | East African productivity / consumption constant
5 | PLT-016 | Small tools & consumables (allowance) | Plant & Tools | 0.05 | hr | 0.5796 | 0.02898 | East African productivity / consumption constant
6 | SUB-017 | Specialist joinery installation | Subcontractor | 0.01 | item | 1391.0355 | 13.9104 | Verify supplier/subcontract quotation
|  | Materials Total |  |  |  |  | 282.6507
|  | Labour Total |  |  |  |  | 2.1252
|  | Plant & Subcontract Total |  |  |  |  | 13.9393
|  | Direct Resource Cost |  |  |  |  | 298.7152
|  | Transport / Carriage | 5% of materials |  |  |  | 14.1325 | Adjust for haul distance
|  | Small Tools, Water & Sundries | 2.5% of labour + plant |  |  |  | 0.40161 | Traditional allowance
|  | PRIME COST |  |  |  |  | 313.2494
|  | Contractor Overheads | 10% |  |  |  | 31.3249 | Editable allowance
|  | Contractor Profit | 10% |  |  |  | 34.4574 | Editable allowance
|  | RATE PER BOQ UNIT | nr |  |  |  | 379.0317 | Excluding VAT
Note | Quantities are standard estimating constants and must be adjusted for specification, method, location and supplier quotations.
DETAILED RATE ANALYSIS — EAST AFRICAN QS FORMAT
Module / Ref | MODULE 12 | 87.03 | [5 empty] | MODULE 12¦87.03
BOQ Item | Supply and install storage, filing and shelving furniture
Unit | nr | Pricing basis | Nairobi, Kenya — Sep 2026 | Currency | USD | VAT | Excluded
No. | Code | Resource Description | Category | Qty / BOQ Unit | Resource Unit | Rate (USD) | Amount (USD) | Remarks
1 | MAT-100 | Loose furniture item | Material | 1 | nr | 278.5935 | 278.5935 | East African productivity / consumption constant
2 | MAT-002 | Ancillary fittings, supports, fixings and connection materials | Material | 0.1 | item | 40.5719 | 4.0572 | East African productivity / consumption constant
3 | LAB-005 | Carpenter / joiner | Labour | 1 | hr | 1.7388 | 1.7388 | East African productivity / consumption constant
4 | LAB-002 | General labourer | Labour | 0.5 | hr | 0.7728 | 0.3864 | East African productivity / consumption constant
5 | PLT-016 | Small tools & consumables (allowance) | Plant & Tools | 0.05 | hr | 0.5796 | 0.02898 | East African productivity / consumption constant
6 | SUB-017 | Specialist joinery installation | Subcontractor | 0.01 | item | 1391.0355 | 13.9104 | Verify supplier/subcontract quotation
|  | Materials Total |  |  |  |  | 282.6507
|  | Labour Total |  |  |  |  | 2.1252
|  | Plant & Subcontract Total |  |  |  |  | 13.9393
|  | Direct Resource Cost |  |  |  |  | 298.7152
|  | Transport / Carriage | 5% of materials |  |  |  | 14.1325 | Adjust for haul distance
|  | Small Tools, Water & Sundries | 2.5% of labour + plant |  |  |  | 0.40161 | Traditional allowance
|  | PRIME COST |  |  |  |  | 313.2494
|  | Contractor Overheads | 10% |  |  |  | 31.3249 | Editable allowance
|  | Contractor Profit | 10% |  |  |  | 34.4574 | Editable allowance
|  | RATE PER BOQ UNIT | nr |  |  |  | 379.0317 | Excluding VAT
Note | Quantities are standard estimating constants and must be adjusted for specification, method, location and supplier quotations.
DETAILED RATE ANALYSIS — EAST AFRICAN QS FORMAT
Module / Ref | MODULE 12 | 87.04 | [5 empty] | MODULE 12¦87.04
BOQ Item | Supply and install catering, kitchen and appliance equipment
Unit | nr | Pricing basis | Nairobi, Kenya — Sep 2026 | Currency | USD | VAT | Excluded
No. | Code | Resource Description | Category | Qty / BOQ Unit | Resource Unit | Rate (USD) | Amount (USD) | Remarks
1 | MAT-147 | Catering / kitchen equipment item | Material | 1 | nr | 1193.9722 | 1193.9722 | Specific East African resource constant
2 | MAT-002 | Ancillary fittings, supports, fixings and connection materials | Material | 0.2 | item | 40.5719 | 8.1144 | Specific East African resource constant
3 | LAB-005 | Carpenter / joiner | Labour | 2 | hr | 1.7388 | 3.4776 | Specific East African resource constant
4 | LAB-002 | General labourer | Labour | 1 | hr | 0.7728 | 0.7728 | Specific East African resource constant
5 | PLT-016 | Small tools & consumables (allowance) | Plant & Tools | 0.1 | hr | 0.5796 | 0.05796 | Specific East African resource constant
6 | SUB-017 | Specialist joinery installation | Subcontractor | 0.02 | item | 1391.0355 | 27.8207 | Verify local quotation / authority charge
|  | Materials Total |  |  |  |  | 1202.0866
|  | Labour Total |  |  |  |  | 4.2504
|  | Plant & Subcontract Total |  |  |  |  | 27.8787
|  | Direct Resource Cost |  |  |  |  | 1234.2156
|  | Transport / Carriage | 5% of materials |  |  |  | 60.1043 | Adjust for haul distance
|  | Small Tools, Water & Sundries | 2.5% of labour + plant |  |  |  | 0.80323 | Traditional allowance
|  | PRIME COST |  |  |  |  | 1295.1232
|  | Contractor Overheads | 10% |  |  |  | 129.5123 | Editable allowance
|  | Contractor Profit | 10% |  |  |  | 142.4635 | Editable allowance
|  | RATE PER BOQ UNIT | nr |  |  |  | 1567.099 | Excluding VAT
Note | Quantities are standard estimating constants and must be adjusted for specification, method, location and supplier quotations.
DETAILED RATE ANALYSIS — EAST AFRICAN QS FORMAT
Module / Ref | MODULE 12 | 87.05 | [5 empty] | MODULE 12¦87.05
BOQ Item | Supply and install specialist and loose equipment
Unit | nr | Pricing basis | Nairobi, Kenya — Sep 2026 | Currency | USD | VAT | Excluded
No. | Code | Resource Description | Category | Qty / BOQ Unit | Resource Unit | Rate (USD) | Amount (USD) | Remarks
1 | MAT-147 | Catering / kitchen equipment item | Material | 1 | nr | 1193.9722 | 1193.9722 | Specific East African resource constant
2 | MAT-002 | Ancillary fittings, supports, fixings and connection materials | Material | 0.2 | item | 40.5719 | 8.1144 | Specific East African resource constant
3 | LAB-005 | Carpenter / joiner | Labour | 2 | hr | 1.7388 | 3.4776 | Specific East African resource constant
4 | LAB-002 | General labourer | Labour | 1 | hr | 0.7728 | 0.7728 | Specific East African resource constant
5 | PLT-016 | Small tools & consumables (allowance) | Plant & Tools | 0.1 | hr | 0.5796 | 0.05796 | Specific East African resource constant
6 | SUB-017 | Specialist joinery installation | Subcontractor | 0.02 | item | 1391.0355 | 27.8207 | Verify local quotation / authority charge
|  | Materials Total |  |  |  |  | 1202.0866
|  | Labour Total |  |  |  |  | 4.2504
|  | Plant & Subcontract Total |  |  |  |  | 27.8787
|  | Direct Resource Cost |  |  |  |  | 1234.2156
|  | Transport / Carriage | 5% of materials |  |  |  | 60.1043 | Adjust for haul distance
|  | Small Tools, Water & Sundries | 2.5% of labour + plant |  |  |  | 0.80323 | Traditional allowance
|  | PRIME COST |  |  |  |  | 1295.1232
|  | Contractor Overheads | 10% |  |  |  | 129.5123 | Editable allowance
|  | Contractor Profit | 10% |  |  |  | 142.4635 | Editable allowance
|  | RATE PER BOQ UNIT | nr |  |  |  | 1567.099 | Excluding VAT
Note | Quantities are standard estimating constants and must be adjusted for specification, method, location and supplier quotations.
DETAILED RATE ANALYSIS — EAST AFRICAN QS FORMAT
Module / Ref | MODULE 12 | 88.01 | [5 empty] | MODULE 12¦88.01
BOQ Item | Supply and install blinds, curtains and window treatments
Unit | nr | Pricing basis | Nairobi, Kenya — Sep 2026 | Currency | USD | VAT | Excluded
No. | Code | Resource Description | Category | Qty / BOQ Unit | Resource Unit | Rate (USD) | Amount (USD) | Remarks
1 | MAT-034 | Powder-coated aluminium window | Material | 1.5 | m² | 121.7156 | 182.5734 | East African productivity / consumption constant
2 | MAT-027 | Ironmongery set | Material | 1 | nr | 68.9722 | 68.9722 | East African productivity / consumption constant
3 | LAB-013 | Glazier | Labour | 3 | hr | 1.932 | 5.796 | East African productivity / consumption constant
4 | LAB-002 | General labourer | Labour | 1 | hr | 0.7728 | 0.7728 | East African productivity / consumption constant
5 | PLT-016 | Small tools & consumables (allowance) | Plant & Tools | 0.2 | hr | 0.5796 | 0.11592 | East African productivity / consumption constant
6 | SUB-001 | Testing / commissioning allowance | Subcontractor | 0 | item | 193.1994 | 0 | Verify supplier/subcontract quotation
|  | Materials Total |  |  |  |  | 251.5456
|  | Labour Total |  |  |  |  | 6.5688
|  | Plant & Subcontract Total |  |  |  |  | 0.11592
|  | Direct Resource Cost |  |  |  |  | 258.2303
|  | Transport / Carriage | 5% of materials |  |  |  | 12.5773 | Adjust for haul distance
|  | Small Tools, Water & Sundries | 2.5% of labour + plant |  |  |  | 0.16712 | Traditional allowance
|  | PRIME COST |  |  |  |  | 270.9747
|  | Contractor Overheads | 10% |  |  |  | 27.0975 | Editable allowance
|  | Contractor Profit | 10% |  |  |  | 29.8072 | Editable allowance
|  | RATE PER BOQ UNIT | nr |  |  |  | 327.8794 | Excluding VAT
Note | Quantities are standard estimating constants and must be adjusted for specification, method, location and supplier quotations.
DETAILED RATE ANALYSIS — EAST AFRICAN QS FORMAT
Module / Ref | MODULE 12 | 88.02 | [5 empty] | MODULE 12¦88.02
BOQ Item | Supply and install manifestation and applied film to glazing
Unit | m² | Pricing basis | Nairobi, Kenya — Sep 2026 | Currency | USD | VAT | Excluded
No. | Code | Resource Description | Category | Qty / BOQ Unit | Resource Unit | Rate (USD) | Amount (USD) | Remarks
1 | MAT-002 | Ancillary fittings, supports, fixings and connection materials | Material | 0.12 | item | 40.5719 | 4.8686 | East African productivity / consumption constant
2 | MAT-001 | Specified item / equipment (compliance / BIM item) | Material | 0.02 | item | 405.7187 | 8.1144 | Verify supplier/subcontract quotation
3 | LAB-003 | Skilled labourer | Labour | 0.5 | hr | 1.1592 | 0.5796 | East African productivity / consumption constant
4 | LAB-002 | General labourer | Labour | 0.25 | hr | 0.7728 | 0.1932 | East African productivity / consumption constant
5 | PLT-016 | Small tools & consumables (allowance) | Plant & Tools | 0.08 | hr | 0.5796 | 0.046368 | East African productivity / consumption constant
6 | SUB-001 | Testing / commissioning allowance | Subcontractor | 0 | item | 193.1994 | 0 | Verify supplier/subcontract quotation
|  | Materials Total |  |  |  |  | 12.983
|  | Labour Total |  |  |  |  | 0.7728
|  | Plant & Subcontract Total |  |  |  |  | 0.046368
|  | Direct Resource Cost |  |  |  |  | 13.8022
|  | Transport / Carriage | 5% of materials |  |  |  | 0.64915 | Adjust for haul distance
|  | Small Tools, Water & Sundries | 2.5% of labour + plant |  |  |  | 0.020479 | Traditional allowance
|  | PRIME COST |  |  |  |  | 14.4718
|  | Contractor Overheads | 10% |  |  |  | 1.4472 | Editable allowance
|  | Contractor Profit | 10% |  |  |  | 1.5919 | Editable allowance
|  | RATE PER BOQ UNIT | m² |  |  |  | 17.5109 | Excluding VAT
Note | Quantities are standard estimating constants and must be adjusted for specification, method, location and supplier quotations.
DETAILED RATE ANALYSIS — EAST AFRICAN QS FORMAT
Module / Ref | MODULE 12 | 88.03 | [5 empty] | MODULE 12¦88.03
BOQ Item | Supply and install rugs, mats and soft furnishings
Unit | nr | Pricing basis | Nairobi, Kenya — Sep 2026 | Currency | USD | VAT | Excluded
No. | Code | Resource Description | Category | Qty / BOQ Unit | Resource Unit | Rate (USD) | Amount (USD) | Remarks
1 | MAT-029 | Hardcore / murram fill | Material | 1 | m³ | 18.3617 | 18.3617 | Specific East African resource constant
2 | MAT-090 | Concrete paving blocks | Material | 0 | m² | 15.0232 | 0 | Specific East African resource constant
3 | LAB-002 | General labourer | Labour | 4 | hr | 0.7728 | 3.0912 | Specific East African resource constant
4 | LAB-014 | Site foreman / ganger | Labour | 0.5 | hr | 2.7048 | 1.3524 | Specific East African resource constant
5 | PLT-014 | Compaction plate | Plant & Tools | 0.02 | day | 46.3679 | 0.92736 | Specific East African resource constant
6 | PLT-006 | Dumper, 3t | Plant & Tools | 0.02 | day | 142.9675 | 2.8594 | Specific East African resource constant
|  | Materials Total |  |  |  |  | 18.3617
|  | Labour Total |  |  |  |  | 4.4436
|  | Plant & Subcontract Total |  |  |  |  | 3.7867
|  | Direct Resource Cost |  |  |  |  | 26.592
|  | Transport / Carriage | 5% of materials |  |  |  | 0.91808 | Adjust for haul distance
|  | Small Tools, Water & Sundries | 2.5% of labour + plant |  |  |  | 0.20576 | Traditional allowance
|  | PRIME COST |  |  |  |  | 27.7158
|  | Contractor Overheads | 10% |  |  |  | 2.7716 | Editable allowance
|  | Contractor Profit | 10% |  |  |  | 3.0487 | Editable allowance
|  | RATE PER BOQ UNIT | nr |  |  |  | 33.5361 | Excluding VAT
Note | Quantities are standard estimating constants and must be adjusted for specification, method, location and supplier quotations.
DETAILED RATE ANALYSIS — EAST AFRICAN QS FORMAT
Module / Ref | MODULE 13 | 89.01 | [5 empty] | MODULE 13¦89.01
BOQ Item | Supply and install loudspeakers, line arrays and subwoofers, including rigging
Unit | nr | Pricing basis | Nairobi, Kenya — Sep 2026 | Currency | USD | VAT | Excluded
No. | Code | Resource Description | Category | Qty / BOQ Unit | Resource Unit | Rate (USD) | Amount (USD) | Remarks
1 | MAT-084 | Loudspeaker / AV endpoint | Material | 1 | nr | 143.2767 | 143.2767 | East African productivity / consumption constant
2 | MAT-057 | Fire-rated cable | Material | 5 | m | 2.4343 | 12.1716 | East African productivity / consumption constant
3 | LAB-019 | ELV/ICT/security technician | Labour | 1.5 | hr | 2.7048 | 4.0572 | East African productivity / consumption constant
4 | LAB-002 | General labourer | Labour | 0.3 | hr | 0.7728 | 0.23184 | East African productivity / consumption constant
5 | PLT-018 | Electrical/ICT test instruments | Plant & Tools | 0.03 | day | 38.6399 | 1.1592 | East African productivity / consumption constant
6 | SUB-015 | AV/PA installation and commissioning | Subcontractor | 0.005 | item | 3091.1901 | 15.456 | Verify supplier/subcontract quotation
|  | Materials Total |  |  |  |  | 155.4482
|  | Labour Total |  |  |  |  | 4.289
|  | Plant & Subcontract Total |  |  |  |  | 16.6151
|  | Direct Resource Cost |  |  |  |  | 176.3524
|  | Transport / Carriage | 5% of materials |  |  |  | 7.7724 | Adjust for haul distance
|  | Small Tools, Water & Sundries | 2.5% of labour + plant |  |  |  | 0.5226 | Traditional allowance
|  | PRIME COST |  |  |  |  | 184.6474
|  | Contractor Overheads | 10% |  |  |  | 18.4647 | Editable allowance
|  | Contractor Profit | 10% |  |  |  | 20.3112 | Editable allowance
|  | RATE PER BOQ UNIT | nr |  |  |  | 223.4234 | Excluding VAT
Note | Quantities are standard estimating constants and must be adjusted for specification, method, location and supplier quotations.
DETAILED RATE ANALYSIS — EAST AFRICAN QS FORMAT
Module / Ref | MODULE 13 | 89.02 | [5 empty] | MODULE 13¦89.02
BOQ Item | Supply and install amplifiers and amplifier racks
Unit | nr | Pricing basis | Nairobi, Kenya — Sep 2026 | Currency | USD | VAT | Excluded
No. | Code | Resource Description | Category | Qty / BOQ Unit | Resource Unit | Rate (USD) | Amount (USD) | Remarks
1 | MAT-085 | Amplifier / AV rack equipment | Material | 1 | nr | 1970.6337 | 1970.6337 | East African productivity / consumption constant
2 | MAT-055 | Cat6/Cat6A data cable | Material | 10 | m | 0.97372 | 9.7372 | East African productivity / consumption constant
3 | LAB-019 | ELV/ICT/security technician | Labour | 8 | hr | 2.7048 | 21.6383 | East African productivity / consumption constant
4 | LAB-002 | General labourer | Labour | 2 | hr | 0.7728 | 1.5456 | East African productivity / consumption constant
5 | PLT-018 | Electrical/ICT test instruments | Plant & Tools | 0.15 | day | 38.6399 | 5.796 | East African productivity / consumption constant
6 | SUB-015 | AV/PA installation and commissioning | Subcontractor | 0.03 | item | 3091.1901 | 92.7357 | Verify supplier/subcontract quotation
|  | Materials Total |  |  |  |  | 1980.3709
|  | Labour Total |  |  |  |  | 23.1839
|  | Plant & Subcontract Total |  |  |  |  | 98.5317
|  | Direct Resource Cost |  |  |  |  | 2102.0866
|  | Transport / Carriage | 5% of materials |  |  |  | 99.0185 | Adjust for haul distance
|  | Small Tools, Water & Sundries | 2.5% of labour + plant |  |  |  | 3.0429 | Traditional allowance
|  | PRIME COST |  |  |  |  | 2204.148
|  | Contractor Overheads | 10% |  |  |  | 220.4148 | Editable allowance
|  | Contractor Profit | 10% |  |  |  | 242.4563 | Editable allowance
|  | RATE PER BOQ UNIT | nr |  |  |  | 2667.0191 | Excluding VAT
Note | Quantities are standard estimating constants and must be adjusted for specification, method, location and supplier quotations.
DETAILED RATE ANALYSIS — EAST AFRICAN QS FORMAT
Module / Ref | MODULE 13 | 89.03 | [5 empty] | MODULE 13¦89.03
BOQ Item | Supply and install digital mixing consoles and stage boxes
Unit | nr | Pricing basis | Nairobi, Kenya — Sep 2026 | Currency | USD | VAT | Excluded
No. | Code | Resource Description | Category | Qty / BOQ Unit | Resource Unit | Rate (USD) | Amount (USD) | Remarks
1 | MAT-148 | Digital mixing console / stage box | Material | 1 | nr | 3547.1406 | 3547.1406 | Specific East African resource constant
2 | MAT-135 | Copper/fibre patch lead | Material | 4 | nr | 12.1716 | 48.6862 | Specific East African resource constant
3 | LAB-019 | ELV/ICT/security technician | Labour | 6 | hr | 2.7048 | 16.2287 | Specific East African resource constant
4 | LAB-002 | General labourer | Labour | 1 | hr | 0.7728 | 0.7728 | Specific East African resource constant
5 | PLT-018 | Electrical/ICT test instruments | Plant & Tools | 0.15 | day | 38.6399 | 5.796 | Specific East African resource constant
6 | SUB-015 | AV/PA installation and commissioning | Subcontractor | 0.02 | item | 3091.1901 | 61.8238 | Verify local quotation / authority charge
|  | Materials Total |  |  |  |  | 3595.8269
|  | Labour Total |  |  |  |  | 17.0015
|  | Plant & Subcontract Total |  |  |  |  | 67.6198
|  | Direct Resource Cost |  |  |  |  | 3680.4482
|  | Transport / Carriage | 5% of materials |  |  |  | 179.7913 | Adjust for haul distance
|  | Small Tools, Water & Sundries | 2.5% of labour + plant |  |  |  | 2.1155 | Traditional allowance
|  | PRIME COST |  |  |  |  | 3862.3551
|  | Contractor Overheads | 10% |  |  |  | 386.2355 | Editable allowance
|  | Contractor Profit | 10% |  |  |  | 424.8591 | Editable allowance
|  | RATE PER BOQ UNIT | nr |  |  |  | 4673.4497 | Excluding VAT
Note | Quantities are standard estimating constants and must be adjusted for specification, method, location and supplier quotations.
DETAILED RATE ANALYSIS — EAST AFRICAN QS FORMAT
Module / Ref | MODULE 13 | 89.04 | [5 empty] | MODULE 13¦89.04
BOQ Item | Supply and install microphones, DI boxes and stands
Unit | nr | Pricing basis | Nairobi, Kenya — Sep 2026 | Currency | USD | VAT | Excluded
No. | Code | Resource Description | Category | Qty / BOQ Unit | Resource Unit | Rate (USD) | Amount (USD) | Remarks
1 | MAT-149 | Microphone / DI box / stand | Material | 1 | nr | 198.9954 | 198.9954 | Specific East African resource constant
2 | MAT-135 | Copper/fibre patch lead | Material | 1 | nr | 12.1716 | 12.1716 | Specific East African resource constant
3 | LAB-019 | ELV/ICT/security technician | Labour | 0.8 | hr | 2.7048 | 2.1638 | Specific East African resource constant
4 | LAB-002 | General labourer | Labour | 0.2 | hr | 0.7728 | 0.15456 | Specific East African resource constant
5 | PLT-018 | Electrical/ICT test instruments | Plant & Tools | 0.02 | day | 38.6399 | 0.7728 | Specific East African resource constant
6 | SUB-015 | AV/PA installation and commissioning | Subcontractor | 0.002 | item | 3091.1901 | 6.1824 | Verify local quotation / authority charge
|  | Materials Total |  |  |  |  | 211.1669
|  | Labour Total |  |  |  |  | 2.3184
|  | Plant & Subcontract Total |  |  |  |  | 6.9552
|  | Direct Resource Cost |  |  |  |  | 220.4405
|  | Transport / Carriage | 5% of materials |  |  |  | 10.5583 | Adjust for haul distance
|  | Small Tools, Water & Sundries | 2.5% of labour + plant |  |  |  | 0.23184 | Traditional allowance
|  | PRIME COST |  |  |  |  | 231.2307
|  | Contractor Overheads | 10% |  |  |  | 23.1231 | Editable allowance
|  | Contractor Profit | 10% |  |  |  | 25.4354 | Editable allowance
|  | RATE PER BOQ UNIT | nr |  |  |  | 279.7891 | Excluding VAT
Note | Quantities are standard estimating constants and must be adjusted for specification, method, location and supplier quotations.
DETAILED RATE ANALYSIS — EAST AFRICAN QS FORMAT
Module / Ref | MODULE 13 | 89.05 | [5 empty] | MODULE 13¦89.05
BOQ Item | Supply and install audio signal processors and matrix
Unit | nr | Pricing basis | Nairobi, Kenya — Sep 2026 | Currency | USD | VAT | Excluded
No. | Code | Resource Description | Category | Qty / BOQ Unit | Resource Unit | Rate (USD) | Amount (USD) | Remarks
1 | MAT-150 | Audio DSP / matrix processor | Material | 1 | nr | 1970.6337 | 1970.6337 | Specific East African resource constant
2 | MAT-135 | Copper/fibre patch lead | Material | 4 | nr | 12.1716 | 48.6862 | Specific East African resource constant
3 | LAB-019 | ELV/ICT/security technician | Labour | 4 | hr | 2.7048 | 10.8192 | Specific East African resource constant
4 | LAB-002 | General labourer | Labour | 1 | hr | 0.7728 | 0.7728 | Specific East African resource constant
5 | PLT-018 | Electrical/ICT test instruments | Plant & Tools | 0.1 | day | 38.6399 | 3.864 | Specific East African resource constant
6 | SUB-015 | AV/PA installation and commissioning | Subcontractor | 0.01 | item | 3091.1901 | 30.9119 | Verify local quotation / authority charge
|  | Materials Total |  |  |  |  | 2019.3199
|  | Labour Total |  |  |  |  | 11.592
|  | Plant & Subcontract Total |  |  |  |  | 34.7759
|  | Direct Resource Cost |  |  |  |  | 2065.6878
|  | Transport / Carriage | 5% of materials |  |  |  | 100.966 | Adjust for haul distance
|  | Small Tools, Water & Sundries | 2.5% of labour + plant |  |  |  | 1.1592 | Traditional allowance
|  | PRIME COST |  |  |  |  | 2167.813
|  | Contractor Overheads | 10% |  |  |  | 216.7813 | Editable allowance
|  | Contractor Profit | 10% |  |  |  | 238.4594 | Editable allowance
|  | RATE PER BOQ UNIT | nr |  |  |  | 2623.0537 | Excluding VAT
Note | Quantities are standard estimating constants and must be adjusted for specification, method, location and supplier quotations.
DETAILED RATE ANALYSIS — EAST AFRICAN QS FORMAT
Module / Ref | MODULE 13 | 89.06 | [5 empty] | MODULE 13¦89.06
BOQ Item | Supply and install stage/floor monitor and foldback systems
Unit | nr | Pricing basis | Nairobi, Kenya — Sep 2026 | Currency | USD | VAT | Excluded
No. | Code | Resource Description | Category | Qty / BOQ Unit | Resource Unit | Rate (USD) | Amount (USD) | Remarks
1 | MAT-151 | Stage monitor / foldback speaker | Material | 1 | nr | 596.9861 | 596.9861 | Specific East African resource constant
2 | MAT-057 | Fire-rated cable | Material | 3 | m | 2.4343 | 7.3029 | Specific East African resource constant
3 | LAB-019 | ELV/ICT/security technician | Labour | 1 | hr | 2.7048 | 2.7048 | Specific East African resource constant
4 | LAB-002 | General labourer | Labour | 0.2 | hr | 0.7728 | 0.15456 | Specific East African resource constant
5 | PLT-018 | Electrical/ICT test instruments | Plant & Tools | 0.02 | day | 38.6399 | 0.7728 | Specific East African resource constant
6 | SUB-015 | AV/PA installation and commissioning | Subcontractor | 0.002 | item | 3091.1901 | 6.1824 | Verify local quotation / authority charge
|  | Materials Total |  |  |  |  | 604.289
|  | Labour Total |  |  |  |  | 2.8594
|  | Plant & Subcontract Total |  |  |  |  | 6.9552
|  | Direct Resource Cost |  |  |  |  | 614.1036
|  | Transport / Carriage | 5% of materials |  |  |  | 30.2145 | Adjust for haul distance
|  | Small Tools, Water & Sundries | 2.5% of labour + plant |  |  |  | 0.24536 | Traditional allowance
|  | PRIME COST |  |  |  |  | 644.5634
|  | Contractor Overheads | 10% |  |  |  | 64.4563 | Editable allowance
|  | Contractor Profit | 10% |  |  |  | 70.902 | Editable allowance
|  | RATE PER BOQ UNIT | nr |  |  |  | 779.9217 | Excluding VAT
Note | Quantities are standard estimating constants and must be adjusted for specification, method, location and supplier quotations.
DETAILED RATE ANALYSIS — EAST AFRICAN QS FORMAT
Module / Ref | MODULE 13 | 89.07 | [5 empty] | MODULE 13¦89.07
BOQ Item | Supply and install audio patch bays and connection panels
Unit | nr | Pricing basis | Nairobi, Kenya — Sep 2026 | Currency | USD | VAT | Excluded
No. | Code | Resource Description | Category | Qty / BOQ Unit | Resource Unit | Rate (USD) | Amount (USD) | Remarks
1 | MAT-152 | Audio patch bay / connection panel | Material | 1 | nr | 278.5935 | 278.5935 | Specific East African resource constant
2 | MAT-135 | Copper/fibre patch lead | Material | 4 | nr | 12.1716 | 48.6862 | Specific East African resource constant
3 | LAB-019 | ELV/ICT/security technician | Labour | 2 | hr | 2.7048 | 5.4096 | Specific East African resource constant
4 | LAB-002 | General labourer | Labour | 0.5 | hr | 0.7728 | 0.3864 | Specific East African resource constant
5 | PLT-018 | Electrical/ICT test instruments | Plant & Tools | 0.05 | day | 38.6399 | 1.932 | Specific East African resource constant
6 | SUB-015 | AV/PA installation and commissioning | Subcontractor | 0.005 | item | 3091.1901 | 15.456 | Verify local quotation / authority charge
|  | Materials Total |  |  |  |  | 327.2798
|  | Labour Total |  |  |  |  | 5.796
|  | Plant & Subcontract Total |  |  |  |  | 17.3879
|  | Direct Resource Cost |  |  |  |  | 350.4637
|  | Transport / Carriage | 5% of materials |  |  |  | 16.364 | Adjust for haul distance
|  | Small Tools, Water & Sundries | 2.5% of labour + plant |  |  |  | 0.5796 | Traditional allowance
|  | PRIME COST |  |  |  |  | 367.4073
|  | Contractor Overheads | 10% |  |  |  | 36.7407 | Editable allowance
|  | Contractor Profit | 10% |  |  |  | 40.4148 | Editable allowance
|  | RATE PER BOQ UNIT | nr |  |  |  | 444.5628 | Excluding VAT
Note | Quantities are standard estimating constants and must be adjusted for specification, method, location and supplier quotations.
DETAILED RATE ANALYSIS — EAST AFRICAN QS FORMAT
Module / Ref | MODULE 13 | 90.01 | [5 empty] | MODULE 13¦90.01
BOQ Item | Supply and install PA/VA control equipment and amplifiers, including battery backup
Unit | nr | Pricing basis | Nairobi, Kenya — Sep 2026 | Currency | USD | VAT | Excluded
No. | Code | Resource Description | Category | Qty / BOQ Unit | Resource Unit | Rate (USD) | Amount (USD) | Remarks
1 | MAT-085 | Amplifier / AV rack equipment | Material | 1 | nr | 1970.6337 | 1970.6337 | East African productivity / consumption constant
2 | MAT-055 | Cat6/Cat6A data cable | Material | 10 | m | 0.97372 | 9.7372 | East African productivity / consumption constant
3 | LAB-019 | ELV/ICT/security technician | Labour | 8 | hr | 2.7048 | 21.6383 | East African productivity / consumption constant
4 | LAB-002 | General labourer | Labour | 2 | hr | 0.7728 | 1.5456 | East African productivity / consumption constant
5 | PLT-018 | Electrical/ICT test instruments | Plant & Tools | 0.15 | day | 38.6399 | 5.796 | East African productivity / consumption constant
6 | SUB-015 | AV/PA installation and commissioning | Subcontractor | 0.03 | item | 3091.1901 | 92.7357 | Verify supplier/subcontract quotation
|  | Materials Total |  |  |  |  | 1980.3709
|  | Labour Total |  |  |  |  | 23.1839
|  | Plant & Subcontract Total |  |  |  |  | 98.5317
|  | Direct Resource Cost |  |  |  |  | 2102.0866
|  | Transport / Carriage | 5% of materials |  |  |  | 99.0185 | Adjust for haul distance
|  | Small Tools, Water & Sundries | 2.5% of labour + plant |  |  |  | 3.0429 | Traditional allowance
|  | PRIME COST |  |  |  |  | 2204.148
|  | Contractor Overheads | 10% |  |  |  | 220.4148 | Editable allowance
|  | Contractor Profit | 10% |  |  |  | 242.4563 | Editable allowance
|  | RATE PER BOQ UNIT | nr |  |  |  | 2667.0191 | Excluding VAT
Note | Quantities are standard estimating constants and must be adjusted for specification, method, location and supplier quotations.
DETAILED RATE ANALYSIS — EAST AFRICAN QS FORMAT
Module / Ref | MODULE 13 | 90.02 | [5 empty] | MODULE 13¦90.02
BOQ Item | Supply and install PA loudspeakers and speaker circuits
Unit | nr | Pricing basis | Nairobi, Kenya — Sep 2026 | Currency | USD | VAT | Excluded
No. | Code | Resource Description | Category | Qty / BOQ Unit | Resource Unit | Rate (USD) | Amount (USD) | Remarks
1 | MAT-084 | Loudspeaker / AV endpoint | Material | 1 | nr | 143.2767 | 143.2767 | East African productivity / consumption constant
2 | MAT-057 | Fire-rated cable | Material | 5 | m | 2.4343 | 12.1716 | East African productivity / consumption constant
3 | LAB-019 | ELV/ICT/security technician | Labour | 1.5 | hr | 2.7048 | 4.0572 | East African productivity / consumption constant
4 | LAB-002 | General labourer | Labour | 0.3 | hr | 0.7728 | 0.23184 | East African productivity / consumption constant
5 | PLT-018 | Electrical/ICT test instruments | Plant & Tools | 0.03 | day | 38.6399 | 1.1592 | East African productivity / consumption constant
6 | SUB-015 | AV/PA installation and commissioning | Subcontractor | 0.005 | item | 3091.1901 | 15.456 | Verify supplier/subcontract quotation
|  | Materials Total |  |  |  |  | 155.4482
|  | Labour Total |  |  |  |  | 4.289
|  | Plant & Subcontract Total |  |  |  |  | 16.6151
|  | Direct Resource Cost |  |  |  |  | 176.3524
|  | Transport / Carriage | 5% of materials |  |  |  | 7.7724 | Adjust for haul distance
|  | Small Tools, Water & Sundries | 2.5% of labour + plant |  |  |  | 0.5226 | Traditional allowance
|  | PRIME COST |  |  |  |  | 184.6474
|  | Contractor Overheads | 10% |  |  |  | 18.4647 | Editable allowance
|  | Contractor Profit | 10% |  |  |  | 20.3112 | Editable allowance
|  | RATE PER BOQ UNIT | nr |  |  |  | 223.4234 | Excluding VAT
Note | Quantities are standard estimating constants and must be adjusted for specification, method, location and supplier quotations.
DETAILED RATE ANALYSIS — EAST AFRICAN QS FORMAT
Module / Ref | MODULE 13 | 90.03 | [5 empty] | MODULE 13¦90.03
BOQ Item | Supply and install paging and announcement microphone stations
Unit | nr | Pricing basis | Nairobi, Kenya — Sep 2026 | Currency | USD | VAT | Excluded
No. | Code | Resource Description | Category | Qty / BOQ Unit | Resource Unit | Rate (USD) | Amount (USD) | Remarks
1 | MAT-149 | Microphone / DI box / stand | Material | 1 | nr | 198.9954 | 198.9954 | Specific East African resource constant
2 | MAT-135 | Copper/fibre patch lead | Material | 1 | nr | 12.1716 | 12.1716 | Specific East African resource constant
3 | LAB-019 | ELV/ICT/security technician | Labour | 0.8 | hr | 2.7048 | 2.1638 | Specific East African resource constant
4 | LAB-002 | General labourer | Labour | 0.2 | hr | 0.7728 | 0.15456 | Specific East African resource constant
5 | PLT-018 | Electrical/ICT test instruments | Plant & Tools | 0.02 | day | 38.6399 | 0.7728 | Specific East African resource constant
6 | SUB-015 | AV/PA installation and commissioning | Subcontractor | 0.002 | item | 3091.1901 | 6.1824 | Verify local quotation / authority charge
|  | Materials Total |  |  |  |  | 211.1669
|  | Labour Total |  |  |  |  | 2.3184
|  | Plant & Subcontract Total |  |  |  |  | 6.9552
|  | Direct Resource Cost |  |  |  |  | 220.4405
|  | Transport / Carriage | 5% of materials |  |  |  | 10.5583 | Adjust for haul distance
|  | Small Tools, Water & Sundries | 2.5% of labour + plant |  |  |  | 0.23184 | Traditional allowance
|  | PRIME COST |  |  |  |  | 231.2307
|  | Contractor Overheads | 10% |  |  |  | 23.1231 | Editable allowance
|  | Contractor Profit | 10% |  |  |  | 25.4354 | Editable allowance
|  | RATE PER BOQ UNIT | nr |  |  |  | 279.7891 | Excluding VAT
Note | Quantities are standard estimating constants and must be adjusted for specification, method, location and supplier quotations.
DETAILED RATE ANALYSIS — EAST AFRICAN QS FORMAT
Module / Ref | MODULE 13 | 90.04 | [5 empty] | MODULE 13¦90.04
BOQ Item | Supply and install background-music sources and zone controllers
Unit | nr | Pricing basis | Nairobi, Kenya — Sep 2026 | Currency | USD | VAT | Excluded
No. | Code | Resource Description | Category | Qty / BOQ Unit | Resource Unit | Rate (USD) | Amount (USD) | Remarks
1 | MAT-083 | BMS controller / field panel | Material | 1 | nr | 1418.8563 | 1418.8563 | East African productivity / consumption constant
2 | MAT-055 | Cat6/Cat6A data cable | Material | 10 | m | 0.97372 | 9.7372 | East African productivity / consumption constant
3 | LAB-019 | ELV/ICT/security technician | Labour | 8 | hr | 2.7048 | 21.6383 | East African productivity / consumption constant
4 | LAB-002 | General labourer | Labour | 2 | hr | 0.7728 | 1.5456 | East African productivity / consumption constant
5 | PLT-018 | Electrical/ICT test instruments | Plant & Tools | 0.2 | day | 38.6399 | 7.728 | East African productivity / consumption constant
6 | SUB-014 | BMS installation and commissioning | Subcontractor | 0.03 | item | 3863.9876 | 115.9196 | Verify supplier/subcontract quotation
|  | Materials Total |  |  |  |  | 1428.5935
|  | Labour Total |  |  |  |  | 23.1839
|  | Plant & Subcontract Total |  |  |  |  | 123.6476
|  | Direct Resource Cost |  |  |  |  | 1575.425
|  | Transport / Carriage | 5% of materials |  |  |  | 71.4297 | Adjust for haul distance
|  | Small Tools, Water & Sundries | 2.5% of labour + plant |  |  |  | 3.6708 | Traditional allowance
|  | PRIME COST |  |  |  |  | 1650.5255
|  | Contractor Overheads | 10% |  |  |  | 165.0526 | Editable allowance
|  | Contractor Profit | 10% |  |  |  | 181.5578 | Editable allowance
|  | RATE PER BOQ UNIT | nr |  |  |  | 1997.1359 | Excluding VAT
Note | Quantities are standard estimating constants and must be adjusted for specification, method, location and supplier quotations.
DETAILED RATE ANALYSIS — EAST AFRICAN QS FORMAT
Module / Ref | MODULE 13 | 90.05 | [5 empty] | MODULE 13¦90.05
BOQ Item | Provide interface and integration with fire voice-alarm system
Unit | nr | Pricing basis | Nairobi, Kenya — Sep 2026 | Currency | USD | VAT | Excluded
No. | Code | Resource Description | Category | Qty / BOQ Unit | Resource Unit | Rate (USD) | Amount (USD) | Remarks
1 | MAT-149 | Microphone / DI box / stand | Material | 1 | nr | 198.9954 | 198.9954 | Discipline-specific East African resource allowance
2 | MAT-152 | Audio patch bay / connection panel | Material | 0.25 | nr | 278.5935 | 69.6484 | Discipline-specific East African resource allowance
3 | LAB-019 | ELV/ICT/security technician | Labour | 2 | hr | 2.7048 | 5.4096 | Discipline-specific East African resource allowance
4 | LAB-002 | General labourer | Labour | 0.5 | hr | 0.7728 | 0.3864 | Discipline-specific East African resource allowance
5 | PLT-018 | Electrical/ICT test instruments | Plant & Tools | 0.05 | day | 38.6399 | 1.932 | Discipline-specific East African resource allowance
6 | SUB-015 | AV/PA installation and commissioning | Subcontractor | 0.005 | item | 3091.1901 | 15.456 | Discipline provisional allowance — verify quotation
|  | Materials Total |  |  |  |  | 268.6437
|  | Labour Total |  |  |  |  | 5.796
|  | Plant & Subcontract Total |  |  |  |  | 17.3879
|  | Direct Resource Cost |  |  |  |  | 291.8277
|  | Transport / Carriage | 5% of materials |  |  |  | 13.4322 | Adjust for haul distance
|  | Small Tools, Water & Sundries | 2.5% of labour + plant |  |  |  | 0.5796 | Traditional allowance
|  | PRIME COST |  |  |  |  | 305.8395
|  | Contractor Overheads | 10% |  |  |  | 30.5839 | Editable allowance
|  | Contractor Profit | 10% |  |  |  | 33.6423 | Editable allowance
|  | RATE PER BOQ UNIT | nr |  |  |  | 370.0657 | Excluding VAT
Note | Quantities are standard estimating constants and must be adjusted for specification, method, location and supplier quotations.
DETAILED RATE ANALYSIS — EAST AFRICAN QS FORMAT
Module / Ref | MODULE 13 | 90.06 | [5 empty] | MODULE 13¦90.06
BOQ Item | Configure zoning, priority and message programming
Unit | item | Pricing basis | Nairobi, Kenya — Sep 2026 | Currency | USD | VAT | Excluded
No. | Code | Resource Description | Category | Qty / BOQ Unit | Resource Unit | Rate (USD) | Amount (USD) | Remarks
1 | MAT-149 | Microphone / DI box / stand | Material | 1 | nr | 198.9954 | 198.9954 | Discipline-specific East African resource allowance
2 | MAT-152 | Audio patch bay / connection panel | Material | 0.25 | nr | 278.5935 | 69.6484 | Discipline-specific East African resource allowance
3 | LAB-019 | ELV/ICT/security technician | Labour | 2 | hr | 2.7048 | 5.4096 | Discipline-specific East African resource allowance
4 | LAB-002 | General labourer | Labour | 0.5 | hr | 0.7728 | 0.3864 | Discipline-specific East African resource allowance
5 | PLT-018 | Electrical/ICT test instruments | Plant & Tools | 0.05 | day | 38.6399 | 1.932 | Discipline-specific East African resource allowance
6 | SUB-015 | AV/PA installation and commissioning | Subcontractor | 0.005 | item | 3091.1901 | 15.456 | Discipline provisional allowance — verify quotation
|  | Materials Total |  |  |  |  | 268.6437
|  | Labour Total |  |  |  |  | 5.796
|  | Plant & Subcontract Total |  |  |  |  | 17.3879
|  | Direct Resource Cost |  |  |  |  | 291.8277
|  | Transport / Carriage | 5% of materials |  |  |  | 13.4322 | Adjust for haul distance
|  | Small Tools, Water & Sundries | 2.5% of labour + plant |  |  |  | 0.5796 | Traditional allowance
|  | PRIME COST |  |  |  |  | 305.8395
|  | Contractor Overheads | 10% |  |  |  | 30.5839 | Editable allowance
|  | Contractor Profit | 10% |  |  |  | 33.6423 | Editable allowance
|  | RATE PER BOQ UNIT | item |  |  |  | 370.0657 | Excluding VAT
Note | Quantities are standard estimating constants and must be adjusted for specification, method, location and supplier quotations.
DETAILED RATE ANALYSIS — EAST AFRICAN QS FORMAT
Module / Ref | MODULE 13 | 91.01 | [5 empty] | MODULE 13¦91.01
BOQ Item | Supply and install display screens, projectors and projection screens
Unit | nr | Pricing basis | Nairobi, Kenya — Sep 2026 | Currency | USD | VAT | Excluded
No. | Code | Resource Description | Category | Qty / BOQ Unit | Resource Unit | Rate (USD) | Amount (USD) | Remarks
1 | MAT-149 | Microphone / DI box / stand | Material | 1 | nr | 198.9954 | 198.9954 | Discipline-specific East African resource allowance
2 | MAT-152 | Audio patch bay / connection panel | Material | 0.25 | nr | 278.5935 | 69.6484 | Discipline-specific East African resource allowance
3 | LAB-019 | ELV/ICT/security technician | Labour | 2 | hr | 2.7048 | 5.4096 | Discipline-specific East African resource allowance
4 | LAB-002 | General labourer | Labour | 0.5 | hr | 0.7728 | 0.3864 | Discipline-specific East African resource allowance
5 | PLT-018 | Electrical/ICT test instruments | Plant & Tools | 0.05 | day | 38.6399 | 1.932 | Discipline-specific East African resource allowance
6 | SUB-015 | AV/PA installation and commissioning | Subcontractor | 0.005 | item | 3091.1901 | 15.456 | Discipline provisional allowance — verify quotation
|  | Materials Total |  |  |  |  | 268.6437
|  | Labour Total |  |  |  |  | 5.796
|  | Plant & Subcontract Total |  |  |  |  | 17.3879
|  | Direct Resource Cost |  |  |  |  | 291.8277
|  | Transport / Carriage | 5% of materials |  |  |  | 13.4322 | Adjust for haul distance
|  | Small Tools, Water & Sundries | 2.5% of labour + plant |  |  |  | 0.5796 | Traditional allowance
|  | PRIME COST |  |  |  |  | 305.8395
|  | Contractor Overheads | 10% |  |  |  | 30.5839 | Editable allowance
|  | Contractor Profit | 10% |  |  |  | 33.6423 | Editable allowance
|  | RATE PER BOQ UNIT | nr |  |  |  | 370.0657 | Excluding VAT
Note | Quantities are standard estimating constants and must be adjusted for specification, method, location and supplier quotations.
DETAILED RATE ANALYSIS — EAST AFRICAN QS FORMAT
Module / Ref | MODULE 13 | 91.02 | [5 empty] | MODULE 13¦91.02
BOQ Item | Supply and install video matrix, switchers and signal extenders
Unit | nr | Pricing basis | Nairobi, Kenya — Sep 2026 | Currency | USD | VAT | Excluded
No. | Code | Resource Description | Category | Qty / BOQ Unit | Resource Unit | Rate (USD) | Amount (USD) | Remarks
1 | MAT-059 | Lighting switch | Material | 1 | nr | 4.0572 | 4.0572 | East African productivity / consumption constant
2 | MAT-054 | PVC/galvanised conduit complete | Material | 1 | m | 2.0286 | 2.0286 | East African productivity / consumption constant
3 | LAB-010 | Electrician | Labour | 0.8 | hr | 2.5116 | 2.0093 | East African productivity / consumption constant
4 | LAB-002 | General labourer | Labour | 0.2 | hr | 0.7728 | 0.15456 | East African productivity / consumption constant
5 | PLT-018 | Electrical/ICT test instruments | Plant & Tools | 0.01 | day | 38.6399 | 0.3864 | East African productivity / consumption constant
6 | SUB-006 | Electrical installation | Subcontractor | 0 | item | 4636.7852 | 0 | Verify supplier/subcontract quotation
|  | Materials Total |  |  |  |  | 6.0858
|  | Labour Total |  |  |  |  | 2.1638
|  | Plant & Subcontract Total |  |  |  |  | 0.3864
|  | Direct Resource Cost |  |  |  |  | 8.636
|  | Transport / Carriage | 5% of materials |  |  |  | 0.30429 | Adjust for haul distance
|  | Small Tools, Water & Sundries | 2.5% of labour + plant |  |  |  | 0.063756 | Traditional allowance
|  | PRIME COST |  |  |  |  | 9.0041
|  | Contractor Overheads | 10% |  |  |  | 0.90041 | Editable allowance
|  | Contractor Profit | 10% |  |  |  | 0.99045 | Editable allowance
|  | RATE PER BOQ UNIT | nr |  |  |  | 10.8949 | Excluding VAT
Note | Quantities are standard estimating constants and must be adjusted for specification, method, location and supplier quotations.
DETAILED RATE ANALYSIS — EAST AFRICAN QS FORMAT
Module / Ref | MODULE 13 | 91.03 | [5 empty] | MODULE 13¦91.03
BOQ Item | Supply and install video-conferencing systems and cameras
Unit | nr | Pricing basis | Nairobi, Kenya — Sep 2026 | Currency | USD | VAT | Excluded
No. | Code | Resource Description | Category | Qty / BOQ Unit | Resource Unit | Rate (USD) | Amount (USD) | Remarks
1 | MAT-077 | IP CCTV camera complete | Material | 1 | nr | 198.9954 | 198.9954 | East African productivity / consumption constant
2 | MAT-055 | Cat6/Cat6A data cable | Material | 10 | m | 0.97372 | 9.7372 | East African productivity / consumption constant
3 | LAB-019 | ELV/ICT/security technician | Labour | 2 | hr | 2.7048 | 5.4096 | East African productivity / consumption constant
4 | LAB-002 | General labourer | Labour | 0.5 | hr | 0.7728 | 0.3864 | East African productivity / consumption constant
5 | PLT-018 | Electrical/ICT test instruments | Plant & Tools | 0.05 | day | 38.6399 | 1.932 | East African productivity / consumption constant
6 | SUB-012 | CCTV installation and commissioning | Subcontractor | 0.005 | item | 1931.9938 | 9.66 | Verify supplier/subcontract quotation
|  | Materials Total |  |  |  |  | 208.7326
|  | Labour Total |  |  |  |  | 5.796
|  | Plant & Subcontract Total |  |  |  |  | 11.592
|  | Direct Resource Cost |  |  |  |  | 226.1206
|  | Transport / Carriage | 5% of materials |  |  |  | 10.4366 | Adjust for haul distance
|  | Small Tools, Water & Sundries | 2.5% of labour + plant |  |  |  | 0.4347 | Traditional allowance
|  | PRIME COST |  |  |  |  | 236.9919
|  | Contractor Overheads | 10% |  |  |  | 23.6992 | Editable allowance
|  | Contractor Profit | 10% |  |  |  | 26.0691 | Editable allowance
|  | RATE PER BOQ UNIT | nr |  |  |  | 286.7602 | Excluding VAT
Note | Quantities are standard estimating constants and must be adjusted for specification, method, location and supplier quotations.
DETAILED RATE ANALYSIS — EAST AFRICAN QS FORMAT
Module / Ref | MODULE 13 | 91.04 | [5 empty] | MODULE 13¦91.04
BOQ Item | Supply and install media players, streaming and recording equipment
Unit | nr | Pricing basis | Nairobi, Kenya — Sep 2026 | Currency | USD | VAT | Excluded
No. | Code | Resource Description | Category | Qty / BOQ Unit | Resource Unit | Rate (USD) | Amount (USD) | Remarks
1 | MAT-149 | Microphone / DI box / stand | Material | 1 | nr | 198.9954 | 198.9954 | Discipline-specific East African resource allowance
2 | MAT-152 | Audio patch bay / connection panel | Material | 0.25 | nr | 278.5935 | 69.6484 | Discipline-specific East African resource allowance
3 | LAB-019 | ELV/ICT/security technician | Labour | 2 | hr | 2.7048 | 5.4096 | Discipline-specific East African resource allowance
4 | LAB-002 | General labourer | Labour | 0.5 | hr | 0.7728 | 0.3864 | Discipline-specific East African resource allowance
5 | PLT-018 | Electrical/ICT test instruments | Plant & Tools | 0.05 | day | 38.6399 | 1.932 | Discipline-specific East African resource allowance
6 | SUB-015 | AV/PA installation and commissioning | Subcontractor | 0.005 | item | 3091.1901 | 15.456 | Discipline provisional allowance — verify quotation
|  | Materials Total |  |  |  |  | 268.6437
|  | Labour Total |  |  |  |  | 5.796
|  | Plant & Subcontract Total |  |  |  |  | 17.3879
|  | Direct Resource Cost |  |  |  |  | 291.8277
|  | Transport / Carriage | 5% of materials |  |  |  | 13.4322 | Adjust for haul distance
|  | Small Tools, Water & Sundries | 2.5% of labour + plant |  |  |  | 0.5796 | Traditional allowance
|  | PRIME COST |  |  |  |  | 305.8395
|  | Contractor Overheads | 10% |  |  |  | 30.5839 | Editable allowance
|  | Contractor Profit | 10% |  |  |  | 33.6423 | Editable allowance
|  | RATE PER BOQ UNIT | nr |  |  |  | 370.0657 | Excluding VAT
Note | Quantities are standard estimating constants and must be adjusted for specification, method, location and supplier quotations.
DETAILED RATE ANALYSIS — EAST AFRICAN QS FORMAT
Module / Ref | MODULE 13 | 91.05 | [5 empty] | MODULE 13¦91.05
BOQ Item | Supply and install digital-signage displays and content management
Unit | nr | Pricing basis | Nairobi, Kenya — Sep 2026 | Currency | USD | VAT | Excluded
No. | Code | Resource Description | Category | Qty / BOQ Unit | Resource Unit | Rate (USD) | Amount (USD) | Remarks
1 | MAT-096 | Signage / graphic panel | Material | 1 | nr | 121.7156 | 121.7156 | East African productivity / consumption constant
2 | MAT-002 | Ancillary fittings, supports, fixings and connection materials | Material | 0.1 | item | 40.5719 | 4.0572 | East African productivity / consumption constant
3 | LAB-019 | ELV/ICT/security technician | Labour | 2 | hr | 2.7048 | 5.4096 | East African productivity / consumption constant
4 | LAB-002 | General labourer | Labour | 1 | hr | 0.7728 | 0.7728 | East African productivity / consumption constant
5 | PLT-020 | Scissor lift / MEWP | Plant & Tools | 0.02 | day | 154.5595 | 3.0912 | East African productivity / consumption constant
6 | SUB-018 | Signage/branding installation | Subcontractor | 0.02 | item | 927.357 | 18.5471 | Verify supplier/subcontract quotation
|  | Materials Total |  |  |  |  | 125.7728
|  | Labour Total |  |  |  |  | 6.1824
|  | Plant & Subcontract Total |  |  |  |  | 21.6383
|  | Direct Resource Cost |  |  |  |  | 153.5935
|  | Transport / Carriage | 5% of materials |  |  |  | 6.2886 | Adjust for haul distance
|  | Small Tools, Water & Sundries | 2.5% of labour + plant |  |  |  | 0.69552 | Traditional allowance
|  | PRIME COST |  |  |  |  | 160.5777
|  | Contractor Overheads | 10% |  |  |  | 16.0578 | Editable allowance
|  | Contractor Profit | 10% |  |  |  | 17.6635 | Editable allowance
|  | RATE PER BOQ UNIT | nr |  |  |  | 194.299 | Excluding VAT
Note | Quantities are standard estimating constants and must be adjusted for specification, method, location and supplier quotations.
DETAILED RATE ANALYSIS — EAST AFRICAN QS FORMAT
Module / Ref | MODULE 13 | 91.06 | [5 empty] | MODULE 13¦91.06
BOQ Item | Supply and install lecterns, AV furniture and equipment housings
Unit | nr | Pricing basis | Nairobi, Kenya — Sep 2026 | Currency | USD | VAT | Excluded
No. | Code | Resource Description | Category | Qty / BOQ Unit | Resource Unit | Rate (USD) | Amount (USD) | Remarks
1 | MAT-100 | Loose furniture item | Material | 1 | nr | 278.5935 | 278.5935 | East African productivity / consumption constant
2 | MAT-002 | Ancillary fittings, supports, fixings and connection materials | Material | 0.1 | item | 40.5719 | 4.0572 | East African productivity / consumption constant
3 | LAB-005 | Carpenter / joiner | Labour | 1 | hr | 1.7388 | 1.7388 | East African productivity / consumption constant
4 | LAB-002 | General labourer | Labour | 0.5 | hr | 0.7728 | 0.3864 | East African productivity / consumption constant
5 | PLT-016 | Small tools & consumables (allowance) | Plant & Tools | 0.05 | hr | 0.5796 | 0.02898 | East African productivity / consumption constant
6 | SUB-017 | Specialist joinery installation | Subcontractor | 0.01 | item | 1391.0355 | 13.9104 | Verify supplier/subcontract quotation
|  | Materials Total |  |  |  |  | 282.6507
|  | Labour Total |  |  |  |  | 2.1252
|  | Plant & Subcontract Total |  |  |  |  | 13.9393
|  | Direct Resource Cost |  |  |  |  | 298.7152
|  | Transport / Carriage | 5% of materials |  |  |  | 14.1325 | Adjust for haul distance
|  | Small Tools, Water & Sundries | 2.5% of labour + plant |  |  |  | 0.40161 | Traditional allowance
|  | PRIME COST |  |  |  |  | 313.2494
|  | Contractor Overheads | 10% |  |  |  | 31.3249 | Editable allowance
|  | Contractor Profit | 10% |  |  |  | 34.4574 | Editable allowance
|  | RATE PER BOQ UNIT | nr |  |  |  | 379.0317 | Excluding VAT
Note | Quantities are standard estimating constants and must be adjusted for specification, method, location and supplier quotations.
DETAILED RATE ANALYSIS — EAST AFRICAN QS FORMAT
Module / Ref | MODULE 13 | 92.01 | [5 empty] | MODULE 13¦92.01
BOQ Item | Supply and install induction-loop (AFILS) amplifiers and loop cabling
Unit | m | Pricing basis | Nairobi, Kenya — Sep 2026 | Currency | USD | VAT | Excluded
No. | Code | Resource Description | Category | Qty / BOQ Unit | Resource Unit | Rate (USD) | Amount (USD) | Remarks
1 | MAT-002 | Ancillary fittings, supports, fixings and connection materials | Material | 0.05 | item | 40.5719 | 2.0286 | East African productivity / consumption constant
2 | MAT-001 | Specified item / equipment (compliance / BIM item) | Material | 0.01 | item | 405.7187 | 4.0572 | Verify supplier/subcontract quotation
3 | LAB-003 | Skilled labourer | Labour | 0.25 | hr | 1.1592 | 0.2898 | East African productivity / consumption constant
4 | LAB-002 | General labourer | Labour | 0.12 | hr | 0.7728 | 0.092736 | East African productivity / consumption constant
5 | PLT-016 | Small tools & consumables (allowance) | Plant & Tools | 0.05 | hr | 0.5796 | 0.02898 | East African productivity / consumption constant
6 | SUB-001 | Testing / commissioning allowance | Subcontractor | 0 | item | 193.1994 | 0 | Verify supplier/subcontract quotation
|  | Materials Total |  |  |  |  | 6.0858
|  | Labour Total |  |  |  |  | 0.38253
|  | Plant & Subcontract Total |  |  |  |  | 0.02898
|  | Direct Resource Cost |  |  |  |  | 6.4973
|  | Transport / Carriage | 5% of materials |  |  |  | 0.30429 | Adjust for haul distance
|  | Small Tools, Water & Sundries | 2.5% of labour + plant |  |  |  | 0.010288 | Traditional allowance
|  | PRIME COST |  |  |  |  | 6.8119
|  | Contractor Overheads | 10% |  |  |  | 0.68119 | Editable allowance
|  | Contractor Profit | 10% |  |  |  | 0.74931 | Editable allowance
|  | RATE PER BOQ UNIT | m |  |  |  | 8.2424 | Excluding VAT
Note | Quantities are standard estimating constants and must be adjusted for specification, method, location and supplier quotations.
DETAILED RATE ANALYSIS — EAST AFRICAN QS FORMAT
Module / Ref | MODULE 13 | 92.02 | [5 empty] | MODULE 13¦92.02
BOQ Item | Supply and install infrared or RF assistive-listening systems and receivers
Unit | nr | Pricing basis | Nairobi, Kenya — Sep 2026 | Currency | USD | VAT | Excluded
No. | Code | Resource Description | Category | Qty / BOQ Unit | Resource Unit | Rate (USD) | Amount (USD) | Remarks
1 | MAT-149 | Microphone / DI box / stand | Material | 1 | nr | 198.9954 | 198.9954 | Discipline-specific East African resource allowance
2 | MAT-152 | Audio patch bay / connection panel | Material | 0.25 | nr | 278.5935 | 69.6484 | Discipline-specific East African resource allowance
3 | LAB-019 | ELV/ICT/security technician | Labour | 2 | hr | 2.7048 | 5.4096 | Discipline-specific East African resource allowance
4 | LAB-002 | General labourer | Labour | 0.5 | hr | 0.7728 | 0.3864 | Discipline-specific East African resource allowance
5 | PLT-018 | Electrical/ICT test instruments | Plant & Tools | 0.05 | day | 38.6399 | 1.932 | Discipline-specific East African resource allowance
6 | SUB-015 | AV/PA installation and commissioning | Subcontractor | 0.005 | item | 3091.1901 | 15.456 | Discipline provisional allowance — verify quotation
|  | Materials Total |  |  |  |  | 268.6437
|  | Labour Total |  |  |  |  | 5.796
|  | Plant & Subcontract Total |  |  |  |  | 17.3879
|  | Direct Resource Cost |  |  |  |  | 291.8277
|  | Transport / Carriage | 5% of materials |  |  |  | 13.4322 | Adjust for haul distance
|  | Small Tools, Water & Sundries | 2.5% of labour + plant |  |  |  | 0.5796 | Traditional allowance
|  | PRIME COST |  |  |  |  | 305.8395
|  | Contractor Overheads | 10% |  |  |  | 30.5839 | Editable allowance
|  | Contractor Profit | 10% |  |  |  | 33.6423 | Editable allowance
|  | RATE PER BOQ UNIT | nr |  |  |  | 370.0657 | Excluding VAT
Note | Quantities are standard estimating constants and must be adjusted for specification, method, location and supplier quotations.
DETAILED RATE ANALYSIS — EAST AFRICAN QS FORMAT
Module / Ref | MODULE 13 | 92.03 | [5 empty] | MODULE 13¦92.03
BOQ Item | Supply and install counter and reception hearing-assistance systems
Unit | nr | Pricing basis | Nairobi, Kenya — Sep 2026 | Currency | USD | VAT | Excluded
No. | Code | Resource Description | Category | Qty / BOQ Unit | Resource Unit | Rate (USD) | Amount (USD) | Remarks
1 | MAT-097 | Fitted joinery / casework | Material | 3 | m | 202.8594 | 608.5781 | East African productivity / consumption constant
2 | MAT-027 | Ironmongery set | Material | 1 | nr | 68.9722 | 68.9722 | East African productivity / consumption constant
3 | LAB-005 | Carpenter / joiner | Labour | 8 | hr | 1.7388 | 13.9104 | East African productivity / consumption constant
4 | LAB-002 | General labourer | Labour | 2 | hr | 0.7728 | 1.5456 | East African productivity / consumption constant
5 | PLT-016 | Small tools & consumables (allowance) | Plant & Tools | 0.2 | hr | 0.5796 | 0.11592 | East African productivity / consumption constant
6 | SUB-017 | Specialist joinery installation | Subcontractor | 0.05 | item | 1391.0355 | 69.5518 | Verify supplier/subcontract quotation
|  | Materials Total |  |  |  |  | 677.5502
|  | Labour Total |  |  |  |  | 15.456
|  | Plant & Subcontract Total |  |  |  |  | 69.6677
|  | Direct Resource Cost |  |  |  |  | 762.6739
|  | Transport / Carriage | 5% of materials |  |  |  | 33.8775 | Adjust for haul distance
|  | Small Tools, Water & Sundries | 2.5% of labour + plant |  |  |  | 2.1281 | Traditional allowance
|  | PRIME COST |  |  |  |  | 798.6795
|  | Contractor Overheads | 10% |  |  |  | 79.8679 | Editable allowance
|  | Contractor Profit | 10% |  |  |  | 87.8547 | Editable allowance
|  | RATE PER BOQ UNIT | nr |  |  |  | 966.4022 | Excluding VAT
Note | Quantities are standard estimating constants and must be adjusted for specification, method, location and supplier quotations.
DETAILED RATE ANALYSIS — EAST AFRICAN QS FORMAT
Module / Ref | MODULE 13 | 92.04 | [5 empty] | MODULE 13¦92.04
BOQ Item | Carry out loop field-strength testing and certification
Unit | nr | Pricing basis | Nairobi, Kenya — Sep 2026 | Currency | USD | VAT | Excluded
No. | Code | Resource Description | Category | Qty / BOQ Unit | Resource Unit | Rate (USD) | Amount (USD) | Remarks
1 | MAT-149 | Microphone / DI box / stand | Material | 1 | nr | 198.9954 | 198.9954 | Discipline-specific East African resource allowance
2 | MAT-152 | Audio patch bay / connection panel | Material | 0.25 | nr | 278.5935 | 69.6484 | Discipline-specific East African resource allowance
3 | LAB-019 | ELV/ICT/security technician | Labour | 2 | hr | 2.7048 | 5.4096 | Discipline-specific East African resource allowance
4 | LAB-002 | General labourer | Labour | 0.5 | hr | 0.7728 | 0.3864 | Discipline-specific East African resource allowance
5 | PLT-018 | Electrical/ICT test instruments | Plant & Tools | 0.05 | day | 38.6399 | 1.932 | Discipline-specific East African resource allowance
6 | SUB-015 | AV/PA installation and commissioning | Subcontractor | 0.005 | item | 3091.1901 | 15.456 | Discipline provisional allowance — verify quotation
|  | Materials Total |  |  |  |  | 268.6437
|  | Labour Total |  |  |  |  | 5.796
|  | Plant & Subcontract Total |  |  |  |  | 17.3879
|  | Direct Resource Cost |  |  |  |  | 291.8277
|  | Transport / Carriage | 5% of materials |  |  |  | 13.4322 | Adjust for haul distance
|  | Small Tools, Water & Sundries | 2.5% of labour + plant |  |  |  | 0.5796 | Traditional allowance
|  | PRIME COST |  |  |  |  | 305.8395
|  | Contractor Overheads | 10% |  |  |  | 30.5839 | Editable allowance
|  | Contractor Profit | 10% |  |  |  | 33.6423 | Editable allowance
|  | RATE PER BOQ UNIT | nr |  |  |  | 370.0657 | Excluding VAT
Note | Quantities are standard estimating constants and must be adjusted for specification, method, location and supplier quotations.
DETAILED RATE ANALYSIS — EAST AFRICAN QS FORMAT
Module / Ref | MODULE 13 | 93.01 | [5 empty] | MODULE 13¦93.01
BOQ Item | Supply and install AV/audio control system, touch panels and programming
Unit | nr | Pricing basis | Nairobi, Kenya — Sep 2026 | Currency | USD | VAT | Excluded
No. | Code | Resource Description | Category | Qty / BOQ Unit | Resource Unit | Rate (USD) | Amount (USD) | Remarks
1 | MAT-149 | Microphone / DI box / stand | Material | 1 | nr | 198.9954 | 198.9954 | Discipline-specific East African resource allowance
2 | MAT-152 | Audio patch bay / connection panel | Material | 0.25 | nr | 278.5935 | 69.6484 | Discipline-specific East African resource allowance
3 | LAB-019 | ELV/ICT/security technician | Labour | 2 | hr | 2.7048 | 5.4096 | Discipline-specific East African resource allowance
4 | LAB-002 | General labourer | Labour | 0.5 | hr | 0.7728 | 0.3864 | Discipline-specific East African resource allowance
5 | PLT-018 | Electrical/ICT test instruments | Plant & Tools | 0.05 | day | 38.6399 | 1.932 | Discipline-specific East African resource allowance
6 | SUB-015 | AV/PA installation and commissioning | Subcontractor | 0.005 | item | 3091.1901 | 15.456 | Discipline provisional allowance — verify quotation
|  | Materials Total |  |  |  |  | 268.6437
|  | Labour Total |  |  |  |  | 5.796
|  | Plant & Subcontract Total |  |  |  |  | 17.3879
|  | Direct Resource Cost |  |  |  |  | 291.8277
|  | Transport / Carriage | 5% of materials |  |  |  | 13.4322 | Adjust for haul distance
|  | Small Tools, Water & Sundries | 2.5% of labour + plant |  |  |  | 0.5796 | Traditional allowance
|  | PRIME COST |  |  |  |  | 305.8395
|  | Contractor Overheads | 10% |  |  |  | 30.5839 | Editable allowance
|  | Contractor Profit | 10% |  |  |  | 33.6423 | Editable allowance
|  | RATE PER BOQ UNIT | nr |  |  |  | 370.0657 | Excluding VAT
Note | Quantities are standard estimating constants and must be adjusted for specification, method, location and supplier quotations.
DETAILED RATE ANALYSIS — EAST AFRICAN QS FORMAT
Module / Ref | MODULE 13 | 93.02 | [5 empty] | MODULE 13¦93.02
BOQ Item | Supply and install audio/AV cabling, containment and connection plates
Unit | m | Pricing basis | Nairobi, Kenya — Sep 2026 | Currency | USD | VAT | Excluded
No. | Code | Resource Description | Category | Qty / BOQ Unit | Resource Unit | Rate (USD) | Amount (USD) | Remarks
1 | MAT-002 | Ancillary fittings, supports, fixings and connection materials | Material | 0.05 | item | 40.5719 | 2.0286 | East African productivity / consumption constant
2 | MAT-001 | Specified item / equipment (compliance / BIM item) | Material | 0.01 | item | 405.7187 | 4.0572 | Verify supplier/subcontract quotation
3 | LAB-003 | Skilled labourer | Labour | 0.25 | hr | 1.1592 | 0.2898 | East African productivity / consumption constant
4 | LAB-002 | General labourer | Labour | 0.12 | hr | 0.7728 | 0.092736 | East African productivity / consumption constant
5 | PLT-016 | Small tools & consumables (allowance) | Plant & Tools | 0.05 | hr | 0.5796 | 0.02898 | East African productivity / consumption constant
6 | SUB-001 | Testing / commissioning allowance | Subcontractor | 0 | item | 193.1994 | 0 | Verify supplier/subcontract quotation
|  | Materials Total |  |  |  |  | 6.0858
|  | Labour Total |  |  |  |  | 0.38253
|  | Plant & Subcontract Total |  |  |  |  | 0.02898
|  | Direct Resource Cost |  |  |  |  | 6.4973
|  | Transport / Carriage | 5% of materials |  |  |  | 0.30429 | Adjust for haul distance
|  | Small Tools, Water & Sundries | 2.5% of labour + plant |  |  |  | 0.010288 | Traditional allowance
|  | PRIME COST |  |  |  |  | 6.8119
|  | Contractor Overheads | 10% |  |  |  | 0.68119 | Editable allowance
|  | Contractor Profit | 10% |  |  |  | 0.74931 | Editable allowance
|  | RATE PER BOQ UNIT | m |  |  |  | 8.2424 | Excluding VAT
Note | Quantities are standard estimating constants and must be adjusted for specification, method, location and supplier quotations.
DETAILED RATE ANALYSIS — EAST AFRICAN QS FORMAT
Module / Ref | MODULE 13 | 93.03 | [5 empty] | MODULE 13¦93.03
BOQ Item | Supply and install equipment racks, power and cable management
Unit | nr | Pricing basis | Nairobi, Kenya — Sep 2026 | Currency | USD | VAT | Excluded
No. | Code | Resource Description | Category | Qty / BOQ Unit | Resource Unit | Rate (USD) | Amount (USD) | Remarks
1 | MAT-132 | Equipment rack/cabinet with PDU | Material | 1 | nr | 955.1777 | 955.1777 | Specific East African resource constant
2 | MAT-135 | Copper/fibre patch lead | Material | 4 | nr | 12.1716 | 48.6862 | Specific East African resource constant
3 | LAB-019 | ELV/ICT/security technician | Labour | 4 | hr | 2.7048 | 10.8192 | Specific East African resource constant
4 | LAB-002 | General labourer | Labour | 1 | hr | 0.7728 | 0.7728 | Specific East African resource constant
5 | PLT-018 | Electrical/ICT test instruments | Plant & Tools | 0.1 | day | 38.6399 | 3.864 | Specific East African resource constant
6 | SUB-012 | CCTV installation and commissioning | Subcontractor | 0.01 | item | 1931.9938 | 19.3199 | Verify local quotation / authority charge
|  | Materials Total |  |  |  |  | 1003.864
|  | Labour Total |  |  |  |  | 11.592
|  | Plant & Subcontract Total |  |  |  |  | 23.1839
|  | Direct Resource Cost |  |  |  |  | 1038.6399
|  | Transport / Carriage | 5% of materials |  |  |  | 50.1932 | Adjust for haul distance
|  | Small Tools, Water & Sundries | 2.5% of labour + plant |  |  |  | 0.8694 | Traditional allowance
|  | PRIME COST |  |  |  |  | 1089.7025
|  | Contractor Overheads | 10% |  |  |  | 108.9702 | Editable allowance
|  | Contractor Profit | 10% |  |  |  | 119.8673 | Editable allowance
|  | RATE PER BOQ UNIT | nr |  |  |  | 1318.54 | Excluding VAT
Note | Quantities are standard estimating constants and must be adjusted for specification, method, location and supplier quotations.
DETAILED RATE ANALYSIS — EAST AFRICAN QS FORMAT
Module / Ref | MODULE 13 | 93.04 | [5 empty] | MODULE 13¦93.04
BOQ Item | Carry out system tuning, calibration and acoustic setup
Unit | nr | Pricing basis | Nairobi, Kenya — Sep 2026 | Currency | USD | VAT | Excluded
No. | Code | Resource Description | Category | Qty / BOQ Unit | Resource Unit | Rate (USD) | Amount (USD) | Remarks
1 | MAT-149 | Microphone / DI box / stand | Material | 1 | nr | 198.9954 | 198.9954 | Discipline-specific East African resource allowance
2 | MAT-152 | Audio patch bay / connection panel | Material | 0.25 | nr | 278.5935 | 69.6484 | Discipline-specific East African resource allowance
3 | LAB-019 | ELV/ICT/security technician | Labour | 2 | hr | 2.7048 | 5.4096 | Discipline-specific East African resource allowance
4 | LAB-002 | General labourer | Labour | 0.5 | hr | 0.7728 | 0.3864 | Discipline-specific East African resource allowance
5 | PLT-018 | Electrical/ICT test instruments | Plant & Tools | 0.05 | day | 38.6399 | 1.932 | Discipline-specific East African resource allowance
6 | SUB-015 | AV/PA installation and commissioning | Subcontractor | 0.005 | item | 3091.1901 | 15.456 | Discipline provisional allowance — verify quotation
|  | Materials Total |  |  |  |  | 268.6437
|  | Labour Total |  |  |  |  | 5.796
|  | Plant & Subcontract Total |  |  |  |  | 17.3879
|  | Direct Resource Cost |  |  |  |  | 291.8277
|  | Transport / Carriage | 5% of materials |  |  |  | 13.4322 | Adjust for haul distance
|  | Small Tools, Water & Sundries | 2.5% of labour + plant |  |  |  | 0.5796 | Traditional allowance
|  | PRIME COST |  |  |  |  | 305.8395
|  | Contractor Overheads | 10% |  |  |  | 30.5839 | Editable allowance
|  | Contractor Profit | 10% |  |  |  | 33.6423 | Editable allowance
|  | RATE PER BOQ UNIT | nr |  |  |  | 370.0657 | Excluding VAT
Note | Quantities are standard estimating constants and must be adjusted for specification, method, location and supplier quotations.
DETAILED RATE ANALYSIS — EAST AFRICAN QS FORMAT
Module / Ref | MODULE 13 | 93.05 | [5 empty] | MODULE 13¦93.05
BOQ Item | Provide commissioning, acceptance testing and user training
Unit | item | Pricing basis | Nairobi, Kenya — Sep 2026 | Currency | USD | VAT | Excluded
No. | Code | Resource Description | Category | Qty / BOQ Unit | Resource Unit | Rate (USD) | Amount (USD) | Remarks
1 | MAT-149 | Microphone / DI box / stand | Material | 1 | nr | 198.9954 | 198.9954 | Discipline-specific East African resource allowance
2 | MAT-152 | Audio patch bay / connection panel | Material | 0.25 | nr | 278.5935 | 69.6484 | Discipline-specific East African resource allowance
3 | LAB-019 | ELV/ICT/security technician | Labour | 2 | hr | 2.7048 | 5.4096 | Discipline-specific East African resource allowance
4 | LAB-002 | General labourer | Labour | 0.5 | hr | 0.7728 | 0.3864 | Discipline-specific East African resource allowance
5 | PLT-018 | Electrical/ICT test instruments | Plant & Tools | 0.05 | day | 38.6399 | 1.932 | Discipline-specific East African resource allowance
6 | SUB-015 | AV/PA installation and commissioning | Subcontractor | 0.005 | item | 3091.1901 | 15.456 | Discipline provisional allowance — verify quotation
|  | Materials Total |  |  |  |  | 268.6437
|  | Labour Total |  |  |  |  | 5.796
|  | Plant & Subcontract Total |  |  |  |  | 17.3879
|  | Direct Resource Cost |  |  |  |  | 291.8277
|  | Transport / Carriage | 5% of materials |  |  |  | 13.4322 | Adjust for haul distance
|  | Small Tools, Water & Sundries | 2.5% of labour + plant |  |  |  | 0.5796 | Traditional allowance
|  | PRIME COST |  |  |  |  | 305.8395
|  | Contractor Overheads | 10% |  |  |  | 30.5839 | Editable allowance
|  | Contractor Profit | 10% |  |  |  | 33.6423 | Editable allowance
|  | RATE PER BOQ UNIT | item |  |  |  | 370.0657 | Excluding VAT
Note | Quantities are standard estimating constants and must be adjusted for specification, method, location and supplier quotations.
DETAILED RATE ANALYSIS — EAST AFRICAN QS FORMAT
Module / Ref | MODULE 15 | 100.01 | [5 empty] | MODULE 15¦100.01
BOQ Item | Supply and install BMS supervisor/head-end server and software
Unit | nr | Pricing basis | Nairobi, Kenya — Sep 2026 | Currency | USD | VAT | Excluded
No. | Code | Resource Description | Category | Qty / BOQ Unit | Resource Unit | Rate (USD) | Amount (USD) | Remarks
1 | MAT-131 | VMS/ICT server and software | Material | 1 | nr | 3547.1406 | 3547.1406 | Specific East African resource constant
2 | MAT-132 | Equipment rack/cabinet with PDU | Material | 1 | nr | 955.1777 | 955.1777 | Specific East African resource constant
3 | LAB-019 | ELV/ICT/security technician | Labour | 8 | hr | 2.7048 | 21.6383 | Specific East African resource constant
4 | LAB-002 | General labourer | Labour | 2 | hr | 0.7728 | 1.5456 | Specific East African resource constant
5 | PLT-018 | Electrical/ICT test instruments | Plant & Tools | 0.2 | day | 38.6399 | 7.728 | Specific East African resource constant
6 | SUB-012 | CCTV installation and commissioning | Subcontractor | 0.03 | item | 1931.9938 | 57.9598 | Verify local quotation / authority charge
|  | Materials Total |  |  |  |  | 4502.3184
|  | Labour Total |  |  |  |  | 23.1839
|  | Plant & Subcontract Total |  |  |  |  | 65.6878
|  | Direct Resource Cost |  |  |  |  | 4591.1901
|  | Transport / Carriage | 5% of materials |  |  |  | 225.1159 | Adjust for haul distance
|  | Small Tools, Water & Sundries | 2.5% of labour + plant |  |  |  | 2.2218 | Traditional allowance
|  | PRIME COST |  |  |  |  | 4818.5278
|  | Contractor Overheads | 10% |  |  |  | 481.8528 | Editable allowance
|  | Contractor Profit | 10% |  |  |  | 530.0381 | Editable allowance
|  | RATE PER BOQ UNIT | nr |  |  |  | 5830.4187 | Excluding VAT
Note | Quantities are standard estimating constants and must be adjusted for specification, method, location and supplier quotations.
DETAILED RATE ANALYSIS — EAST AFRICAN QS FORMAT
Module / Ref | MODULE 15 | 100.02 | [5 empty] | MODULE 15¦100.02
BOQ Item | Supply and install BMS graphics, mimics and configuration
Unit | item | Pricing basis | Nairobi, Kenya — Sep 2026 | Currency | USD | VAT | Excluded
No. | Code | Resource Description | Category | Qty / BOQ Unit | Resource Unit | Rate (USD) | Amount (USD) | Remarks
1 | MAT-083 | BMS controller / field panel | Material | 1 | nr | 1418.8563 | 1418.8563 | East African productivity / consumption constant
2 | MAT-055 | Cat6/Cat6A data cable | Material | 10 | m | 0.97372 | 9.7372 | East African productivity / consumption constant
3 | LAB-019 | ELV/ICT/security technician | Labour | 8 | hr | 2.7048 | 21.6383 | East African productivity / consumption constant
4 | LAB-002 | General labourer | Labour | 2 | hr | 0.7728 | 1.5456 | East African productivity / consumption constant
5 | PLT-018 | Electrical/ICT test instruments | Plant & Tools | 0.2 | day | 38.6399 | 7.728 | East African productivity / consumption constant
6 | SUB-014 | BMS installation and commissioning | Subcontractor | 0.03 | item | 3863.9876 | 115.9196 | Verify supplier/subcontract quotation
|  | Materials Total |  |  |  |  | 1428.5935
|  | Labour Total |  |  |  |  | 23.1839
|  | Plant & Subcontract Total |  |  |  |  | 123.6476
|  | Direct Resource Cost |  |  |  |  | 1575.425
|  | Transport / Carriage | 5% of materials |  |  |  | 71.4297 | Adjust for haul distance
|  | Small Tools, Water & Sundries | 2.5% of labour + plant |  |  |  | 3.6708 | Traditional allowance
|  | PRIME COST |  |  |  |  | 1650.5255
|  | Contractor Overheads | 10% |  |  |  | 165.0526 | Editable allowance
|  | Contractor Profit | 10% |  |  |  | 181.5578 | Editable allowance
|  | RATE PER BOQ UNIT | item |  |  |  | 1997.1359 | Excluding VAT
Note | Quantities are standard estimating constants and must be adjusted for specification, method, location and supplier quotations.
DETAILED RATE ANALYSIS — EAST AFRICAN QS FORMAT
Module / Ref | MODULE 15 | 100.03 | [5 empty] | MODULE 15¦100.03
BOQ Item | Supply and install network controllers and outstations
Unit | nr | Pricing basis | Nairobi, Kenya — Sep 2026 | Currency | USD | VAT | Excluded
No. | Code | Resource Description | Category | Qty / BOQ Unit | Resource Unit | Rate (USD) | Amount (USD) | Remarks
1 | MAT-082 | Intercom / refuge outstation | Material | 1 | nr | 238.7944 | 238.7944 | East African productivity / consumption constant
2 | MAT-055 | Cat6/Cat6A data cable | Material | 5 | m | 0.97372 | 4.8686 | East African productivity / consumption constant
3 | LAB-019 | ELV/ICT/security technician | Labour | 2 | hr | 2.7048 | 5.4096 | East African productivity / consumption constant
4 | LAB-002 | General labourer | Labour | 0.5 | hr | 0.7728 | 0.3864 | East African productivity / consumption constant
5 | PLT-018 | Electrical/ICT test instruments | Plant & Tools | 0.05 | day | 38.6399 | 1.932 | East African productivity / consumption constant
6 | SUB-013 | Access-control installation and commissioning | Subcontractor | 0.005 | item | 1931.9938 | 9.66 | Verify supplier/subcontract quotation
|  | Materials Total |  |  |  |  | 243.6631
|  | Labour Total |  |  |  |  | 5.796
|  | Plant & Subcontract Total |  |  |  |  | 11.592
|  | Direct Resource Cost |  |  |  |  | 261.051
|  | Transport / Carriage | 5% of materials |  |  |  | 12.1832 | Adjust for haul distance
|  | Small Tools, Water & Sundries | 2.5% of labour + plant |  |  |  | 0.4347 | Traditional allowance
|  | PRIME COST |  |  |  |  | 273.6689
|  | Contractor Overheads | 10% |  |  |  | 27.3669 | Editable allowance
|  | Contractor Profit | 10% |  |  |  | 30.1036 | Editable allowance
|  | RATE PER BOQ UNIT | nr |  |  |  | 331.1393 | Excluding VAT
Note | Quantities are standard estimating constants and must be adjusted for specification, method, location and supplier quotations.
DETAILED RATE ANALYSIS — EAST AFRICAN QS FORMAT
Module / Ref | MODULE 15 | 100.04 | [5 empty] | MODULE 15¦100.04
BOQ Item | Supply and install operator workstations and remote-access provisions
Unit | nr | Pricing basis | Nairobi, Kenya — Sep 2026 | Currency | USD | VAT | Excluded
No. | Code | Resource Description | Category | Qty / BOQ Unit | Resource Unit | Rate (USD) | Amount (USD) | Remarks
1 | MAT-153 | BMS operator workstation | Material | 1 | nr | 2758.8872 | 2758.8872 | Specific East African resource constant
2 | MAT-079 | Managed PoE/network switch | Material | 1 | nr | 670.0155 | 670.0155 | Specific East African resource constant
3 | LAB-019 | ELV/ICT/security technician | Labour | 6 | hr | 2.7048 | 16.2287 | Specific East African resource constant
4 | LAB-002 | General labourer | Labour | 1 | hr | 0.7728 | 0.7728 | Specific East African resource constant
5 | PLT-018 | Electrical/ICT test instruments | Plant & Tools | 0.15 | day | 38.6399 | 5.796 | Specific East African resource constant
6 | SUB-014 | BMS installation and commissioning | Subcontractor | 0.02 | item | 3863.9876 | 77.2798 | Verify local quotation / authority charge
|  | Materials Total |  |  |  |  | 3428.9026
|  | Labour Total |  |  |  |  | 17.0015
|  | Plant & Subcontract Total |  |  |  |  | 83.0757
|  | Direct Resource Cost |  |  |  |  | 3528.9799
|  | Transport / Carriage | 5% of materials |  |  |  | 171.4451 | Adjust for haul distance
|  | Small Tools, Water & Sundries | 2.5% of labour + plant |  |  |  | 2.5019 | Traditional allowance
|  | PRIME COST |  |  |  |  | 3702.927
|  | Contractor Overheads | 10% |  |  |  | 370.2927 | Editable allowance
|  | Contractor Profit | 10% |  |  |  | 407.322 | Editable allowance
|  | RATE PER BOQ UNIT | nr |  |  |  | 4480.5416 | Excluding VAT
Note | Quantities are standard estimating constants and must be adjusted for specification, method, location and supplier quotations.
DETAILED RATE ANALYSIS — EAST AFRICAN QS FORMAT
Module / Ref | MODULE 15 | 100.05 | [5 empty] | MODULE 15¦100.05
BOQ Item | Supply and install UPS and power supplies to BMS head-end
Unit | nr | Pricing basis | Nairobi, Kenya — Sep 2026 | Currency | USD | VAT | Excluded
No. | Code | Resource Description | Category | Qty / BOQ Unit | Resource Unit | Rate (USD) | Amount (USD) | Remarks
1 | MAT-064 | UPS complete with batteries | Material | 1 | nr | 2758.8872 | 2758.8872 | East African productivity / consumption constant
2 | MAT-002 | Ancillary fittings, supports, fixings and connection materials | Material | 0.5 | item | 40.5719 | 20.2859 | East African productivity / consumption constant
3 | LAB-010 | Electrician | Labour | 12 | hr | 2.5116 | 30.1391 | East African productivity / consumption constant
4 | LAB-002 | General labourer | Labour | 4 | hr | 0.7728 | 3.0912 | East African productivity / consumption constant
5 | PLT-018 | Electrical/ICT test instruments | Plant & Tools | 0.25 | day | 38.6399 | 9.66 | East African productivity / consumption constant
6 | SUB-006 | Electrical installation | Subcontractor | 0.03 | item | 4636.7852 | 139.1036 | Verify supplier/subcontract quotation
|  | Materials Total |  |  |  |  | 2779.1731
|  | Labour Total |  |  |  |  | 33.2303
|  | Plant & Subcontract Total |  |  |  |  | 148.7635
|  | Direct Resource Cost |  |  |  |  | 2961.1669
|  | Transport / Carriage | 5% of materials |  |  |  | 138.9587 | Adjust for haul distance
|  | Small Tools, Water & Sundries | 2.5% of labour + plant |  |  |  | 4.5498 | Traditional allowance
|  | PRIME COST |  |  |  |  | 3104.6754
|  | Contractor Overheads | 10% |  |  |  | 310.4675 | Editable allowance
|  | Contractor Profit | 10% |  |  |  | 341.5143 | Editable allowance
|  | RATE PER BOQ UNIT | nr |  |  |  | 3756.6573 | Excluding VAT
Note | Quantities are standard estimating constants and must be adjusted for specification, method, location and supplier quotations.
DETAILED RATE ANALYSIS — EAST AFRICAN QS FORMAT
Module / Ref | MODULE 15 | 101.01 | [5 empty] | MODULE 15¦101.01
BOQ Item | Supply and install temperature sensors (air, water, duct, immersion)
Unit | nr | Pricing basis | Nairobi, Kenya — Sep 2026 | Currency | USD | VAT | Excluded
No. | Code | Resource Description | Category | Qty / BOQ Unit | Resource Unit | Rate (USD) | Amount (USD) | Remarks
1 | MAT-154 | BMS sensor / transmitter | Material | 1 | nr | 119.3972 | 119.3972 | Specific East African resource constant
2 | MAT-055 | Cat6/Cat6A data cable | Material | 3 | m | 0.97372 | 2.9212 | Specific East African resource constant
3 | LAB-019 | ELV/ICT/security technician | Labour | 1 | hr | 2.7048 | 2.7048 | Specific East African resource constant
4 | LAB-002 | General labourer | Labour | 0.2 | hr | 0.7728 | 0.15456 | Specific East African resource constant
5 | PLT-018 | Electrical/ICT test instruments | Plant & Tools | 0.02 | day | 38.6399 | 0.7728 | Specific East African resource constant
6 | SUB-014 | BMS installation and commissioning | Subcontractor | 0.002 | item | 3863.9876 | 7.728 | Verify local quotation / authority charge
|  | Materials Total |  |  |  |  | 122.3184
|  | Labour Total |  |  |  |  | 2.8594
|  | Plant & Subcontract Total |  |  |  |  | 8.5008
|  | Direct Resource Cost |  |  |  |  | 133.6785
|  | Transport / Carriage | 5% of materials |  |  |  | 6.1159 | Adjust for haul distance
|  | Small Tools, Water & Sundries | 2.5% of labour + plant |  |  |  | 0.284 | Traditional allowance
|  | PRIME COST |  |  |  |  | 140.0784
|  | Contractor Overheads | 10% |  |  |  | 14.0078 | Editable allowance
|  | Contractor Profit | 10% |  |  |  | 15.4086 | Editable allowance
|  | RATE PER BOQ UNIT | nr |  |  |  | 169.4949 | Excluding VAT
Note | Quantities are standard estimating constants and must be adjusted for specification, method, location and supplier quotations.
DETAILED RATE ANALYSIS — EAST AFRICAN QS FORMAT
Module / Ref | MODULE 15 | 101.02 | [5 empty] | MODULE 15¦101.02
BOQ Item | Supply and install pressure, flow and level sensors
Unit | nr | Pricing basis | Nairobi, Kenya — Sep 2026 | Currency | USD | VAT | Excluded
No. | Code | Resource Description | Category | Qty / BOQ Unit | Resource Unit | Rate (USD) | Amount (USD) | Remarks
1 | MAT-154 | BMS sensor / transmitter | Material | 1 | nr | 119.3972 | 119.3972 | Specific East African resource constant
2 | MAT-055 | Cat6/Cat6A data cable | Material | 3 | m | 0.97372 | 2.9212 | Specific East African resource constant
3 | LAB-019 | ELV/ICT/security technician | Labour | 1 | hr | 2.7048 | 2.7048 | Specific East African resource constant
4 | LAB-002 | General labourer | Labour | 0.2 | hr | 0.7728 | 0.15456 | Specific East African resource constant
5 | PLT-018 | Electrical/ICT test instruments | Plant & Tools | 0.02 | day | 38.6399 | 0.7728 | Specific East African resource constant
6 | SUB-014 | BMS installation and commissioning | Subcontractor | 0.002 | item | 3863.9876 | 7.728 | Verify local quotation / authority charge
|  | Materials Total |  |  |  |  | 122.3184
|  | Labour Total |  |  |  |  | 2.8594
|  | Plant & Subcontract Total |  |  |  |  | 8.5008
|  | Direct Resource Cost |  |  |  |  | 133.6785
|  | Transport / Carriage | 5% of materials |  |  |  | 6.1159 | Adjust for haul distance
|  | Small Tools, Water & Sundries | 2.5% of labour + plant |  |  |  | 0.284 | Traditional allowance
|  | PRIME COST |  |  |  |  | 140.0784
|  | Contractor Overheads | 10% |  |  |  | 14.0078 | Editable allowance
|  | Contractor Profit | 10% |  |  |  | 15.4086 | Editable allowance
|  | RATE PER BOQ UNIT | nr |  |  |  | 169.4949 | Excluding VAT
Note | Quantities are standard estimating constants and must be adjusted for specification, method, location and supplier quotations.
DETAILED RATE ANALYSIS — EAST AFRICAN QS FORMAT
Module / Ref | MODULE 15 | 101.03 | [5 empty] | MODULE 15¦101.03
BOQ Item | Supply and install humidity, CO2 and air-quality sensors
Unit | nr | Pricing basis | Nairobi, Kenya — Sep 2026 | Currency | USD | VAT | Excluded
No. | Code | Resource Description | Category | Qty / BOQ Unit | Resource Unit | Rate (USD) | Amount (USD) | Remarks
1 | MAT-154 | BMS sensor / transmitter | Material | 1 | nr | 119.3972 | 119.3972 | Specific East African resource constant
2 | MAT-055 | Cat6/Cat6A data cable | Material | 3 | m | 0.97372 | 2.9212 | Specific East African resource constant
3 | LAB-019 | ELV/ICT/security technician | Labour | 1 | hr | 2.7048 | 2.7048 | Specific East African resource constant
4 | LAB-002 | General labourer | Labour | 0.2 | hr | 0.7728 | 0.15456 | Specific East African resource constant
5 | PLT-018 | Electrical/ICT test instruments | Plant & Tools | 0.02 | day | 38.6399 | 0.7728 | Specific East African resource constant
6 | SUB-014 | BMS installation and commissioning | Subcontractor | 0.002 | item | 3863.9876 | 7.728 | Verify local quotation / authority charge
|  | Materials Total |  |  |  |  | 122.3184
|  | Labour Total |  |  |  |  | 2.8594
|  | Plant & Subcontract Total |  |  |  |  | 8.5008
|  | Direct Resource Cost |  |  |  |  | 133.6785
|  | Transport / Carriage | 5% of materials |  |  |  | 6.1159 | Adjust for haul distance
|  | Small Tools, Water & Sundries | 2.5% of labour + plant |  |  |  | 0.284 | Traditional allowance
|  | PRIME COST |  |  |  |  | 140.0784
|  | Contractor Overheads | 10% |  |  |  | 14.0078 | Editable allowance
|  | Contractor Profit | 10% |  |  |  | 15.4086 | Editable allowance
|  | RATE PER BOQ UNIT | nr |  |  |  | 169.4949 | Excluding VAT
Note | Quantities are standard estimating constants and must be adjusted for specification, method, location and supplier quotations.
DETAILED RATE ANALYSIS — EAST AFRICAN QS FORMAT
Module / Ref | MODULE 15 | 101.04 | [5 empty] | MODULE 15¦101.04
BOQ Item | Supply and install energy meters and sub-metering devices
Unit | nr | Pricing basis | Nairobi, Kenya — Sep 2026 | Currency | USD | VAT | Excluded
No. | Code | Resource Description | Category | Qty / BOQ Unit | Resource Unit | Rate (USD) | Amount (USD) | Remarks
1 | MAT-155 | Energy meter / sub-meter | Material | 1 | nr | 358.1917 | 358.1917 | Specific East African resource constant
2 | MAT-055 | Cat6/Cat6A data cable | Material | 3 | m | 0.97372 | 2.9212 | Specific East African resource constant
3 | LAB-019 | ELV/ICT/security technician | Labour | 1.5 | hr | 2.7048 | 4.0572 | Specific East African resource constant
4 | LAB-002 | General labourer | Labour | 0.3 | hr | 0.7728 | 0.23184 | Specific East African resource constant
5 | PLT-018 | Electrical/ICT test instruments | Plant & Tools | 0.03 | day | 38.6399 | 1.1592 | Specific East African resource constant
6 | SUB-014 | BMS installation and commissioning | Subcontractor | 0.003 | item | 3863.9876 | 11.592 | Verify local quotation / authority charge
|  | Materials Total |  |  |  |  | 361.1128
|  | Labour Total |  |  |  |  | 4.289
|  | Plant & Subcontract Total |  |  |  |  | 12.7512
|  | Direct Resource Cost |  |  |  |  | 378.153
|  | Transport / Carriage | 5% of materials |  |  |  | 18.0556 | Adjust for haul distance
|  | Small Tools, Water & Sundries | 2.5% of labour + plant |  |  |  | 0.426 | Traditional allowance
|  | PRIME COST |  |  |  |  | 396.6347
|  | Contractor Overheads | 10% |  |  |  | 39.6635 | Editable allowance
|  | Contractor Profit | 10% |  |  |  | 43.6298 | Editable allowance
|  | RATE PER BOQ UNIT | nr |  |  |  | 479.9279 | Excluding VAT
Note | Quantities are standard estimating constants and must be adjusted for specification, method, location and supplier quotations.
DETAILED RATE ANALYSIS — EAST AFRICAN QS FORMAT
Module / Ref | MODULE 15 | 101.05 | [5 empty] | MODULE 15¦101.05
BOQ Item | Supply and install occupancy, light-level and window/door status sensors
Unit | nr | Pricing basis | Nairobi, Kenya — Sep 2026 | Currency | USD | VAT | Excluded
No. | Code | Resource Description | Category | Qty / BOQ Unit | Resource Unit | Rate (USD) | Amount (USD) | Remarks
1 | MAT-034 | Powder-coated aluminium window | Material | 1.5 | m² | 121.7156 | 182.5734 | East African productivity / consumption constant
2 | MAT-027 | Ironmongery set | Material | 1 | nr | 68.9722 | 68.9722 | East African productivity / consumption constant
3 | LAB-013 | Glazier | Labour | 3 | hr | 1.932 | 5.796 | East African productivity / consumption constant
4 | LAB-002 | General labourer | Labour | 1 | hr | 0.7728 | 0.7728 | East African productivity / consumption constant
5 | PLT-016 | Small tools & consumables (allowance) | Plant & Tools | 0.2 | hr | 0.5796 | 0.11592 | East African productivity / consumption constant
6 | SUB-001 | Testing / commissioning allowance | Subcontractor | 0 | item | 193.1994 | 0 | Verify supplier/subcontract quotation
|  | Materials Total |  |  |  |  | 251.5456
|  | Labour Total |  |  |  |  | 6.5688
|  | Plant & Subcontract Total |  |  |  |  | 0.11592
|  | Direct Resource Cost |  |  |  |  | 258.2303
|  | Transport / Carriage | 5% of materials |  |  |  | 12.5773 | Adjust for haul distance
|  | Small Tools, Water & Sundries | 2.5% of labour + plant |  |  |  | 0.16712 | Traditional allowance
|  | PRIME COST |  |  |  |  | 270.9747
|  | Contractor Overheads | 10% |  |  |  | 27.0975 | Editable allowance
|  | Contractor Profit | 10% |  |  |  | 29.8072 | Editable allowance
|  | RATE PER BOQ UNIT | nr |  |  |  | 327.8794 | Excluding VAT
Note | Quantities are standard estimating constants and must be adjusted for specification, method, location and supplier quotations.
DETAILED RATE ANALYSIS — EAST AFRICAN QS FORMAT
Module / Ref | MODULE 15 | 102.01 | [5 empty] | MODULE 15¦102.01
BOQ Item | Supply and install BMS control panels and motor-control centres
Unit | nr | Pricing basis | Nairobi, Kenya — Sep 2026 | Currency | USD | VAT | Excluded
No. | Code | Resource Description | Category | Qty / BOQ Unit | Resource Unit | Rate (USD) | Amount (USD) | Remarks
1 | MAT-083 | BMS controller / field panel | Material | 1 | nr | 1418.8563 | 1418.8563 | East African productivity / consumption constant
2 | MAT-055 | Cat6/Cat6A data cable | Material | 10 | m | 0.97372 | 9.7372 | East African productivity / consumption constant
3 | LAB-019 | ELV/ICT/security technician | Labour | 8 | hr | 2.7048 | 21.6383 | East African productivity / consumption constant
4 | LAB-002 | General labourer | Labour | 2 | hr | 0.7728 | 1.5456 | East African productivity / consumption constant
5 | PLT-018 | Electrical/ICT test instruments | Plant & Tools | 0.2 | day | 38.6399 | 7.728 | East African productivity / consumption constant
6 | SUB-014 | BMS installation and commissioning | Subcontractor | 0.03 | item | 3863.9876 | 115.9196 | Verify supplier/subcontract quotation
|  | Materials Total |  |  |  |  | 1428.5935
|  | Labour Total |  |  |  |  | 23.1839
|  | Plant & Subcontract Total |  |  |  |  | 123.6476
|  | Direct Resource Cost |  |  |  |  | 1575.425
|  | Transport / Carriage | 5% of materials |  |  |  | 71.4297 | Adjust for haul distance
|  | Small Tools, Water & Sundries | 2.5% of labour + plant |  |  |  | 3.6708 | Traditional allowance
|  | PRIME COST |  |  |  |  | 1650.5255
|  | Contractor Overheads | 10% |  |  |  | 165.0526 | Editable allowance
|  | Contractor Profit | 10% |  |  |  | 181.5578 | Editable allowance
|  | RATE PER BOQ UNIT | nr |  |  |  | 1997.1359 | Excluding VAT
Note | Quantities are standard estimating constants and must be adjusted for specification, method, location and supplier quotations.
DETAILED RATE ANALYSIS — EAST AFRICAN QS FORMAT
Module / Ref | MODULE 15 | 102.02 | [5 empty] | MODULE 15¦102.02
BOQ Item | Supply and install control valves and valve actuators
Unit | nr | Pricing basis | Nairobi, Kenya — Sep 2026 | Currency | USD | VAT | Excluded
No. | Code | Resource Description | Category | Qty / BOQ Unit | Resource Unit | Rate (USD) | Amount (USD) | Remarks
1 | MAT-156 | Damper/valve actuator | Material | 1 | nr | 198.9954 | 198.9954 | Specific East African resource constant
2 | MAT-055 | Cat6/Cat6A data cable | Material | 3 | m | 0.97372 | 2.9212 | Specific East African resource constant
3 | LAB-019 | ELV/ICT/security technician | Labour | 1.5 | hr | 2.7048 | 4.0572 | Specific East African resource constant
4 | LAB-002 | General labourer | Labour | 0.3 | hr | 0.7728 | 0.23184 | Specific East African resource constant
5 | PLT-018 | Electrical/ICT test instruments | Plant & Tools | 0.03 | day | 38.6399 | 1.1592 | Specific East African resource constant
6 | SUB-014 | BMS installation and commissioning | Subcontractor | 0.003 | item | 3863.9876 | 11.592 | Verify local quotation / authority charge
|  | Materials Total |  |  |  |  | 201.9165
|  | Labour Total |  |  |  |  | 4.289
|  | Plant & Subcontract Total |  |  |  |  | 12.7512
|  | Direct Resource Cost |  |  |  |  | 218.9567
|  | Transport / Carriage | 5% of materials |  |  |  | 10.0958 | Adjust for haul distance
|  | Small Tools, Water & Sundries | 2.5% of labour + plant |  |  |  | 0.426 | Traditional allowance
|  | PRIME COST |  |  |  |  | 229.4786
|  | Contractor Overheads | 10% |  |  |  | 22.9479 | Editable allowance
|  | Contractor Profit | 10% |  |  |  | 25.2426 | Editable allowance
|  | RATE PER BOQ UNIT | nr |  |  |  | 277.6691 | Excluding VAT
Note | Quantities are standard estimating constants and must be adjusted for specification, method, location and supplier quotations.
DETAILED RATE ANALYSIS — EAST AFRICAN QS FORMAT
Module / Ref | MODULE 15 | 102.03 | [5 empty] | MODULE 15¦102.03
BOQ Item | Supply and install damper actuators and drives
Unit | nr | Pricing basis | Nairobi, Kenya — Sep 2026 | Currency | USD | VAT | Excluded
No. | Code | Resource Description | Category | Qty / BOQ Unit | Resource Unit | Rate (USD) | Amount (USD) | Remarks
1 | MAT-156 | Damper/valve actuator | Material | 1 | nr | 198.9954 | 198.9954 | Specific East African resource constant
2 | MAT-055 | Cat6/Cat6A data cable | Material | 3 | m | 0.97372 | 2.9212 | Specific East African resource constant
3 | LAB-019 | ELV/ICT/security technician | Labour | 1.5 | hr | 2.7048 | 4.0572 | Specific East African resource constant
4 | LAB-002 | General labourer | Labour | 0.3 | hr | 0.7728 | 0.23184 | Specific East African resource constant
5 | PLT-018 | Electrical/ICT test instruments | Plant & Tools | 0.03 | day | 38.6399 | 1.1592 | Specific East African resource constant
6 | SUB-014 | BMS installation and commissioning | Subcontractor | 0.003 | item | 3863.9876 | 11.592 | Verify local quotation / authority charge
|  | Materials Total |  |  |  |  | 201.9165
|  | Labour Total |  |  |  |  | 4.289
|  | Plant & Subcontract Total |  |  |  |  | 12.7512
|  | Direct Resource Cost |  |  |  |  | 218.9567
|  | Transport / Carriage | 5% of materials |  |  |  | 10.0958 | Adjust for haul distance
|  | Small Tools, Water & Sundries | 2.5% of labour + plant |  |  |  | 0.426 | Traditional allowance
|  | PRIME COST |  |  |  |  | 229.4786
|  | Contractor Overheads | 10% |  |  |  | 22.9479 | Editable allowance
|  | Contractor Profit | 10% |  |  |  | 25.2426 | Editable allowance
|  | RATE PER BOQ UNIT | nr |  |  |  | 277.6691 | Excluding VAT
Note | Quantities are standard estimating constants and must be adjusted for specification, method, location and supplier quotations.
DETAILED RATE ANALYSIS — EAST AFRICAN QS FORMAT
Module / Ref | MODULE 15 | 102.04 | [5 empty] | MODULE 15¦102.04
BOQ Item | Supply and install variable-speed drives and interfaces
Unit | nr | Pricing basis | Nairobi, Kenya — Sep 2026 | Currency | USD | VAT | Excluded
No. | Code | Resource Description | Category | Qty / BOQ Unit | Resource Unit | Rate (USD) | Amount (USD) | Remarks
1 | MAT-156 | Damper/valve actuator | Material | 1 | nr | 198.9954 | 198.9954 | Specific East African resource constant
2 | MAT-055 | Cat6/Cat6A data cable | Material | 3 | m | 0.97372 | 2.9212 | Specific East African resource constant
3 | LAB-019 | ELV/ICT/security technician | Labour | 1.5 | hr | 2.7048 | 4.0572 | Specific East African resource constant
4 | LAB-002 | General labourer | Labour | 0.3 | hr | 0.7728 | 0.23184 | Specific East African resource constant
5 | PLT-018 | Electrical/ICT test instruments | Plant & Tools | 0.03 | day | 38.6399 | 1.1592 | Specific East African resource constant
6 | SUB-014 | BMS installation and commissioning | Subcontractor | 0.003 | item | 3863.9876 | 11.592 | Verify local quotation / authority charge
|  | Materials Total |  |  |  |  | 201.9165
|  | Labour Total |  |  |  |  | 4.289
|  | Plant & Subcontract Total |  |  |  |  | 12.7512
|  | Direct Resource Cost |  |  |  |  | 218.9567
|  | Transport / Carriage | 5% of materials |  |  |  | 10.0958 | Adjust for haul distance
|  | Small Tools, Water & Sundries | 2.5% of labour + plant |  |  |  | 0.426 | Traditional allowance
|  | PRIME COST |  |  |  |  | 229.4786
|  | Contractor Overheads | 10% |  |  |  | 22.9479 | Editable allowance
|  | Contractor Profit | 10% |  |  |  | 25.2426 | Editable allowance
|  | RATE PER BOQ UNIT | nr |  |  |  | 277.6691 | Excluding VAT
Note | Quantities are standard estimating constants and must be adjusted for specification, method, location and supplier quotations.
DETAILED RATE ANALYSIS — EAST AFRICAN QS FORMAT
Module / Ref | MODULE 15 | 102.05 | [5 empty] | MODULE 15¦102.05
BOQ Item | Supply and install local control packages and interlocks
Unit | nr | Pricing basis | Nairobi, Kenya — Sep 2026 | Currency | USD | VAT | Excluded
No. | Code | Resource Description | Category | Qty / BOQ Unit | Resource Unit | Rate (USD) | Amount (USD) | Remarks
1 | MAT-158 | Gas-detection panel and sensor set | Material | 1 | nr | 1970.6337 | 1970.6337 | Specific East African resource constant
2 | MAT-055 | Cat6/Cat6A data cable | Material | 5 | m | 0.97372 | 4.8686 | Specific East African resource constant
3 | LAB-019 | ELV/ICT/security technician | Labour | 4 | hr | 2.7048 | 10.8192 | Specific East African resource constant
4 | LAB-002 | General labourer | Labour | 1 | hr | 0.7728 | 0.7728 | Specific East African resource constant
5 | PLT-018 | Electrical/ICT test instruments | Plant & Tools | 0.1 | day | 38.6399 | 3.864 | Specific East African resource constant
6 | SUB-014 | BMS installation and commissioning | Subcontractor | 0.01 | item | 3863.9876 | 38.6399 | Verify local quotation / authority charge
|  | Materials Total |  |  |  |  | 1975.5023
|  | Labour Total |  |  |  |  | 11.592
|  | Plant & Subcontract Total |  |  |  |  | 42.5039
|  | Direct Resource Cost |  |  |  |  | 2029.5981
|  | Transport / Carriage | 5% of materials |  |  |  | 98.7751 | Adjust for haul distance
|  | Small Tools, Water & Sundries | 2.5% of labour + plant |  |  |  | 1.3524 | Traditional allowance
|  | PRIME COST |  |  |  |  | 2129.7257
|  | Contractor Overheads | 10% |  |  |  | 212.9726 | Editable allowance
|  | Contractor Profit | 10% |  |  |  | 234.2698 | Editable allowance
|  | RATE PER BOQ UNIT | nr |  |  |  | 2576.968 | Excluding VAT
Note | Quantities are standard estimating constants and must be adjusted for specification, method, location and supplier quotations.
DETAILED RATE ANALYSIS — EAST AFRICAN QS FORMAT
Module / Ref | MODULE 15 | 103.01 | [5 empty] | MODULE 15¦103.01
BOQ Item | Supply and install BMS network cabling, containment and terminations
Unit | m | Pricing basis | Nairobi, Kenya — Sep 2026 | Currency | USD | VAT | Excluded
No. | Code | Resource Description | Category | Qty / BOQ Unit | Resource Unit | Rate (USD) | Amount (USD) | Remarks
1 | MAT-002 | Ancillary fittings, supports, fixings and connection materials | Material | 0.05 | item | 40.5719 | 2.0286 | East African productivity / consumption constant
2 | MAT-001 | Specified item / equipment (compliance / BIM item) | Material | 0.01 | item | 405.7187 | 4.0572 | Verify supplier/subcontract quotation
3 | LAB-003 | Skilled labourer | Labour | 0.25 | hr | 1.1592 | 0.2898 | East African productivity / consumption constant
4 | LAB-002 | General labourer | Labour | 0.12 | hr | 0.7728 | 0.092736 | East African productivity / consumption constant
5 | PLT-016 | Small tools & consumables (allowance) | Plant & Tools | 0.05 | hr | 0.5796 | 0.02898 | East African productivity / consumption constant
6 | SUB-001 | Testing / commissioning allowance | Subcontractor | 0 | item | 193.1994 | 0 | Verify supplier/subcontract quotation
|  | Materials Total |  |  |  |  | 6.0858
|  | Labour Total |  |  |  |  | 0.38253
|  | Plant & Subcontract Total |  |  |  |  | 0.02898
|  | Direct Resource Cost |  |  |  |  | 6.4973
|  | Transport / Carriage | 5% of materials |  |  |  | 0.30429 | Adjust for haul distance
|  | Small Tools, Water & Sundries | 2.5% of labour + plant |  |  |  | 0.010288 | Traditional allowance
|  | PRIME COST |  |  |  |  | 6.8119
|  | Contractor Overheads | 10% |  |  |  | 0.68119 | Editable allowance
|  | Contractor Profit | 10% |  |  |  | 0.74931 | Editable allowance
|  | RATE PER BOQ UNIT | m |  |  |  | 8.2424 | Excluding VAT
Note | Quantities are standard estimating constants and must be adjusted for specification, method, location and supplier quotations.
DETAILED RATE ANALYSIS — EAST AFRICAN QS FORMAT
Module / Ref | MODULE 15 | 103.02 | [5 empty] | MODULE 15¦103.02
BOQ Item | Integrate third-party plant and systems (BACnet/Modbus/KNX)
Unit | nr | Pricing basis | Nairobi, Kenya — Sep 2026 | Currency | USD | VAT | Excluded
No. | Code | Resource Description | Category | Qty / BOQ Unit | Resource Unit | Rate (USD) | Amount (USD) | Remarks
1 | MAT-154 | BMS sensor / transmitter | Material | 1 | nr | 119.3972 | 119.3972 | Discipline-specific East African resource allowance
2 | MAT-156 | Damper/valve actuator | Material | 0.5 | nr | 198.9954 | 99.4977 | Discipline-specific East African resource allowance
3 | LAB-019 | ELV/ICT/security technician | Labour | 2 | hr | 2.7048 | 5.4096 | Discipline-specific East African resource allowance
4 | LAB-002 | General labourer | Labour | 0.5 | hr | 0.7728 | 0.3864 | Discipline-specific East African resource allowance
5 | PLT-018 | Electrical/ICT test instruments | Plant & Tools | 0.05 | day | 38.6399 | 1.932 | Discipline-specific East African resource allowance
6 | SUB-014 | BMS installation and commissioning | Subcontractor | 0.005 | item | 3863.9876 | 19.3199 | Discipline provisional allowance — verify quotation
|  | Materials Total |  |  |  |  | 218.8949
|  | Labour Total |  |  |  |  | 5.796
|  | Plant & Subcontract Total |  |  |  |  | 21.2519
|  | Direct Resource Cost |  |  |  |  | 245.9428
|  | Transport / Carriage | 5% of materials |  |  |  | 10.9447 | Adjust for haul distance
|  | Small Tools, Water & Sundries | 2.5% of labour + plant |  |  |  | 0.6762 | Traditional allowance
|  | PRIME COST |  |  |  |  | 257.5638
|  | Contractor Overheads | 10% |  |  |  | 25.7564 | Editable allowance
|  | Contractor Profit | 10% |  |  |  | 28.332 | Editable allowance
|  | RATE PER BOQ UNIT | nr |  |  |  | 311.6521 | Excluding VAT
Note | Quantities are standard estimating constants and must be adjusted for specification, method, location and supplier quotations.
DETAILED RATE ANALYSIS — EAST AFRICAN QS FORMAT
Module / Ref | MODULE 15 | 103.03 | [5 empty] | MODULE 15¦103.03
BOQ Item | Carry out point-to-point checks and software commissioning
Unit | nr | Pricing basis | Nairobi, Kenya — Sep 2026 | Currency | USD | VAT | Excluded
No. | Code | Resource Description | Category | Qty / BOQ Unit | Resource Unit | Rate (USD) | Amount (USD) | Remarks
1 | MAT-154 | BMS sensor / transmitter | Material | 1 | nr | 119.3972 | 119.3972 | Discipline-specific East African resource allowance
2 | MAT-156 | Damper/valve actuator | Material | 0.5 | nr | 198.9954 | 99.4977 | Discipline-specific East African resource allowance
3 | LAB-019 | ELV/ICT/security technician | Labour | 2 | hr | 2.7048 | 5.4096 | Discipline-specific East African resource allowance
4 | LAB-002 | General labourer | Labour | 0.5 | hr | 0.7728 | 0.3864 | Discipline-specific East African resource allowance
5 | PLT-018 | Electrical/ICT test instruments | Plant & Tools | 0.05 | day | 38.6399 | 1.932 | Discipline-specific East African resource allowance
6 | SUB-014 | BMS installation and commissioning | Subcontractor | 0.005 | item | 3863.9876 | 19.3199 | Discipline provisional allowance — verify quotation
|  | Materials Total |  |  |  |  | 218.8949
|  | Labour Total |  |  |  |  | 5.796
|  | Plant & Subcontract Total |  |  |  |  | 21.2519
|  | Direct Resource Cost |  |  |  |  | 245.9428
|  | Transport / Carriage | 5% of materials |  |  |  | 10.9447 | Adjust for haul distance
|  | Small Tools, Water & Sundries | 2.5% of labour + plant |  |  |  | 0.6762 | Traditional allowance
|  | PRIME COST |  |  |  |  | 257.5638
|  | Contractor Overheads | 10% |  |  |  | 25.7564 | Editable allowance
|  | Contractor Profit | 10% |  |  |  | 28.332 | Editable allowance
|  | RATE PER BOQ UNIT | nr |  |  |  | 311.6521 | Excluding VAT
Note | Quantities are standard estimating constants and must be adjusted for specification, method, location and supplier quotations.
DETAILED RATE ANALYSIS — EAST AFRICAN QS FORMAT
Module / Ref | MODULE 15 | 103.04 | [5 empty] | MODULE 15¦103.04
BOQ Item | Carry out control-strategy tuning and seasonal commissioning
Unit | item | Pricing basis | Nairobi, Kenya — Sep 2026 | Currency | USD | VAT | Excluded
No. | Code | Resource Description | Category | Qty / BOQ Unit | Resource Unit | Rate (USD) | Amount (USD) | Remarks
1 | MAT-154 | BMS sensor / transmitter | Material | 1 | nr | 119.3972 | 119.3972 | Discipline-specific East African resource allowance
2 | MAT-156 | Damper/valve actuator | Material | 0.5 | nr | 198.9954 | 99.4977 | Discipline-specific East African resource allowance
3 | LAB-019 | ELV/ICT/security technician | Labour | 2 | hr | 2.7048 | 5.4096 | Discipline-specific East African resource allowance
4 | LAB-002 | General labourer | Labour | 0.5 | hr | 0.7728 | 0.3864 | Discipline-specific East African resource allowance
5 | PLT-018 | Electrical/ICT test instruments | Plant & Tools | 0.05 | day | 38.6399 | 1.932 | Discipline-specific East African resource allowance
6 | SUB-014 | BMS installation and commissioning | Subcontractor | 0.005 | item | 3863.9876 | 19.3199 | Discipline provisional allowance — verify quotation
|  | Materials Total |  |  |  |  | 218.8949
|  | Labour Total |  |  |  |  | 5.796
|  | Plant & Subcontract Total |  |  |  |  | 21.2519
|  | Direct Resource Cost |  |  |  |  | 245.9428
|  | Transport / Carriage | 5% of materials |  |  |  | 10.9447 | Adjust for haul distance
|  | Small Tools, Water & Sundries | 2.5% of labour + plant |  |  |  | 0.6762 | Traditional allowance
|  | PRIME COST |  |  |  |  | 257.5638
|  | Contractor Overheads | 10% |  |  |  | 25.7564 | Editable allowance
|  | Contractor Profit | 10% |  |  |  | 28.332 | Editable allowance
|  | RATE PER BOQ UNIT | item |  |  |  | 311.6521 | Excluding VAT
Note | Quantities are standard estimating constants and must be adjusted for specification, method, location and supplier quotations.
DETAILED RATE ANALYSIS — EAST AFRICAN QS FORMAT
Module / Ref | MODULE 15 | 103.05 | [5 empty] | MODULE 15¦103.05
BOQ Item | Provide record drawings, O&M manuals and operator training
Unit | item | Pricing basis | Nairobi, Kenya — Sep 2026 | Currency | USD | VAT | Excluded
No. | Code | Resource Description | Category | Qty / BOQ Unit | Resource Unit | Rate (USD) | Amount (USD) | Remarks
1 | MAT-002 | Ancillary fittings, supports, fixings and connection materials | Material | 0.05 | item | 40.5719 | 2.0286 | Specific East African resource constant
2 | MAT-113 | Survey monitoring instrument/target | Material | 0.2 | nr | 119.3972 | 23.8794 | Specific East African resource constant
3 | LAB-001 | Specialist engineer / surveyor | Labour | 8 | hr | 3.864 | 30.9119 | Specific East African resource constant
4 | LAB-015 | Site engineer / surveyor | Labour | 4 | hr | 3.864 | 15.456 | Specific East African resource constant
5 | PLT-018 | Electrical/ICT test instruments | Plant & Tools | 0.5 | day | 38.6399 | 19.3199 | Specific East African resource constant
6 | SUB-025 | Training / O&M / maintenance attendance | Subcontractor | 0.1 | item | 1159.1963 | 115.9196 | Verify local quotation / authority charge
|  | Materials Total |  |  |  |  | 25.908
|  | Labour Total |  |  |  |  | 46.3679
|  | Plant & Subcontract Total |  |  |  |  | 135.2396
|  | Direct Resource Cost |  |  |  |  | 207.5155
|  | Transport / Carriage | 5% of materials |  |  |  | 1.2954 | Adjust for haul distance
|  | Small Tools, Water & Sundries | 2.5% of labour + plant |  |  |  | 4.5402 | Traditional allowance
|  | PRIME COST |  |  |  |  | 213.351
|  | Contractor Overheads | 10% |  |  |  | 21.3351 | Editable allowance
|  | Contractor Profit | 10% |  |  |  | 23.4686 | Editable allowance
|  | RATE PER BOQ UNIT | item |  |  |  | 258.1548 | Excluding VAT
Note | Quantities are standard estimating constants and must be adjusted for specification, method, location and supplier quotations.
DETAILED RATE ANALYSIS — EAST AFRICAN QS FORMAT
Module / Ref | MODULE 16 | 104.01 | [5 empty] | MODULE 16¦104.01
BOQ Item | Supply and install incoming gas service, meter and regulator
Unit | nr | Pricing basis | Nairobi, Kenya — Sep 2026 | Currency | USD | VAT | Excluded
No. | Code | Resource Description | Category | Qty / BOQ Unit | Resource Unit | Rate (USD) | Amount (USD) | Remarks
1 | MAT-157 | Gas meter / regulator set | Material | 1 | nr | 1418.8563 | 1418.8563 | Specific East African resource constant
2 | MAT-073 | Valve / control valve | Material | 3 | nr | 95.5178 | 286.5533 | Specific East African resource constant
3 | LAB-011 | Plumber | Labour | 8 | hr | 2.3184 | 18.5471 | Specific East African resource constant
4 | LAB-002 | General labourer | Labour | 3 | hr | 0.7728 | 2.3184 | Specific East African resource constant
5 | PLT-019 | Pipe threading/fusion equipment | Plant & Tools | 0.05 | day | 61.8238 | 3.0912 | Specific East African resource constant
6 | SUB-005 | Mechanical / HVAC installation | Subcontractor | 0.03 | item | 5795.9815 | 173.8794 | Verify local quotation / authority charge
|  | Materials Total |  |  |  |  | 1705.4096
|  | Labour Total |  |  |  |  | 20.8655
|  | Plant & Subcontract Total |  |  |  |  | 176.9706
|  | Direct Resource Cost |  |  |  |  | 1903.2457
|  | Transport / Carriage | 5% of materials |  |  |  | 85.2705 | Adjust for haul distance
|  | Small Tools, Water & Sundries | 2.5% of labour + plant |  |  |  | 4.9459 | Traditional allowance
|  | PRIME COST |  |  |  |  | 1993.4621
|  | Contractor Overheads | 10% |  |  |  | 199.3462 | Editable allowance
|  | Contractor Profit | 10% |  |  |  | 219.2808 | Editable allowance
|  | RATE PER BOQ UNIT | nr |  |  |  | 2412.0892 | Excluding VAT
Note | Quantities are standard estimating constants and must be adjusted for specification, method, location and supplier quotations.
DETAILED RATE ANALYSIS — EAST AFRICAN QS FORMAT
Module / Ref | MODULE 16 | 104.02 | [5 empty] | MODULE 16¦104.02
BOQ Item | Supply and install gas distribution pipework, including fittings and supports
Unit | m | Pricing basis | Nairobi, Kenya — Sep 2026 | Currency | USD | VAT | Excluded
No. | Code | Resource Description | Category | Qty / BOQ Unit | Resource Unit | Rate (USD) | Amount (USD) | Remarks
1 | MAT-021 | PVC pipe, 110mm | Material | 1.05 | m | 3.4486 | 3.621 | East African productivity / consumption constant
2 | MAT-002 | Ancillary fittings, supports, fixings and connection materials | Material | 0.03 | item | 40.5719 | 1.2172 | East African productivity / consumption constant
3 | LAB-011 | Plumber | Labour | 0.35 | hr | 2.3184 | 0.81144 | East African productivity / consumption constant
4 | LAB-002 | General labourer | Labour | 0.15 | hr | 0.7728 | 0.11592 | East African productivity / consumption constant
5 | PLT-019 | Pipe threading/fusion equipment | Plant & Tools | 0.03 | day | 61.8238 | 1.8547 | East African productivity / consumption constant
6 | SUB-005 | Mechanical / HVAC installation | Subcontractor | 0 | item | 5795.9815 | 0 | Verify supplier/subcontract quotation
|  | Materials Total |  |  |  |  | 4.8382
|  | Labour Total |  |  |  |  | 0.92736
|  | Plant & Subcontract Total |  |  |  |  | 1.8547
|  | Direct Resource Cost |  |  |  |  | 7.6203
|  | Transport / Carriage | 5% of materials |  |  |  | 0.24191 | Adjust for haul distance
|  | Small Tools, Water & Sundries | 2.5% of labour + plant |  |  |  | 0.069552 | Traditional allowance
|  | PRIME COST |  |  |  |  | 7.9317
|  | Contractor Overheads | 10% |  |  |  | 0.79317 | Editable allowance
|  | Contractor Profit | 10% |  |  |  | 0.87249 | Editable allowance
|  | RATE PER BOQ UNIT | m |  |  |  | 9.5974 | Excluding VAT
Note | Quantities are standard estimating constants and must be adjusted for specification, method, location and supplier quotations.
DETAILED RATE ANALYSIS — EAST AFRICAN QS FORMAT
Module / Ref | MODULE 16 | 104.03 | [5 empty] | MODULE 16¦104.03
BOQ Item | Supply and install gas isolation, safety shut-off and solenoid valves
Unit | nr | Pricing basis | Nairobi, Kenya — Sep 2026 | Currency | USD | VAT | Excluded
No. | Code | Resource Description | Category | Qty / BOQ Unit | Resource Unit | Rate (USD) | Amount (USD) | Remarks
1 | MAT-073 | Valve / control valve | Material | 1 | nr | 95.5178 | 95.5178 | East African productivity / consumption constant
2 | MAT-002 | Ancillary fittings, supports, fixings and connection materials | Material | 0.02 | item | 40.5719 | 0.81144 | East African productivity / consumption constant
3 | LAB-011 | Plumber | Labour | 1.5 | hr | 2.3184 | 3.4776 | East African productivity / consumption constant
4 | LAB-002 | General labourer | Labour | 0.5 | hr | 0.7728 | 0.3864 | East African productivity / consumption constant
5 | PLT-019 | Pipe threading/fusion equipment | Plant & Tools | 0.01 | day | 61.8238 | 0.61824 | East African productivity / consumption constant
6 | SUB-005 | Mechanical / HVAC installation | Subcontractor | 0 | item | 5795.9815 | 0 | Verify supplier/subcontract quotation
|  | Materials Total |  |  |  |  | 96.3292
|  | Labour Total |  |  |  |  | 3.864
|  | Plant & Subcontract Total |  |  |  |  | 0.61824
|  | Direct Resource Cost |  |  |  |  | 100.8114
|  | Transport / Carriage | 5% of materials |  |  |  | 4.8165 | Adjust for haul distance
|  | Small Tools, Water & Sundries | 2.5% of labour + plant |  |  |  | 0.11206 | Traditional allowance
|  | PRIME COST |  |  |  |  | 105.74
|  | Contractor Overheads | 10% |  |  |  | 10.574 | Editable allowance
|  | Contractor Profit | 10% |  |  |  | 11.6314 | Editable allowance
|  | RATE PER BOQ UNIT | nr |  |  |  | 127.9453 | Excluding VAT
Note | Quantities are standard estimating constants and must be adjusted for specification, method, location and supplier quotations.
DETAILED RATE ANALYSIS — EAST AFRICAN QS FORMAT
Module / Ref | MODULE 16 | 104.04 | [5 empty] | MODULE 16¦104.04
BOQ Item | Supply and install gas booster and pressure-control equipment
Unit | nr | Pricing basis | Nairobi, Kenya — Sep 2026 | Currency | USD | VAT | Excluded
No. | Code | Resource Description | Category | Qty / BOQ Unit | Resource Unit | Rate (USD) | Amount (USD) | Remarks
1 | MAT-127 | Gas booster / pressure-control skid | Material | 1 | nr | 3941.2674 | 3941.2674 | Specific East African resource constant
2 | MAT-073 | Valve / control valve | Material | 4 | nr | 95.5178 | 382.0711 | Specific East African resource constant
3 | LAB-011 | Plumber | Labour | 12 | hr | 2.3184 | 27.8207 | Specific East African resource constant
4 | LAB-002 | General labourer | Labour | 4 | hr | 0.7728 | 3.0912 | Specific East African resource constant
5 | PLT-007 | Mobile crane, 25t | Plant & Tools | 0.03 | day | 1062.5966 | 31.8779 | Specific East African resource constant
6 | SUB-005 | Mechanical / HVAC installation | Subcontractor | 0.04 | item | 5795.9815 | 231.8393 | Verify local quotation / authority charge
|  | Materials Total |  |  |  |  | 4323.3385
|  | Labour Total |  |  |  |  | 30.9119
|  | Plant & Subcontract Total |  |  |  |  | 263.7172
|  | Direct Resource Cost |  |  |  |  | 4617.9675
|  | Transport / Carriage | 5% of materials |  |  |  | 216.1669 | Adjust for haul distance
|  | Small Tools, Water & Sundries | 2.5% of labour + plant |  |  |  | 7.3657 | Traditional allowance
|  | PRIME COST |  |  |  |  | 4841.5002
|  | Contractor Overheads | 10% |  |  |  | 484.15 | Editable allowance
|  | Contractor Profit | 10% |  |  |  | 532.565 | Editable allowance
|  | RATE PER BOQ UNIT | nr |  |  |  | 5858.2152 | Excluding VAT
Note | Quantities are standard estimating constants and must be adjusted for specification, method, location and supplier quotations.
DETAILED RATE ANALYSIS — EAST AFRICAN QS FORMAT
Module / Ref | MODULE 16 | 104.05 | [5 empty] | MODULE 16¦104.05
BOQ Item | Supply and install gas-detection and interlock systems
Unit | nr | Pricing basis | Nairobi, Kenya — Sep 2026 | Currency | USD | VAT | Excluded
No. | Code | Resource Description | Category | Qty / BOQ Unit | Resource Unit | Rate (USD) | Amount (USD) | Remarks
1 | MAT-158 | Gas-detection panel and sensor set | Material | 1 | nr | 1970.6337 | 1970.6337 | Specific East African resource constant
2 | MAT-055 | Cat6/Cat6A data cable | Material | 5 | m | 0.97372 | 4.8686 | Specific East African resource constant
3 | LAB-019 | ELV/ICT/security technician | Labour | 4 | hr | 2.7048 | 10.8192 | Specific East African resource constant
4 | LAB-002 | General labourer | Labour | 1 | hr | 0.7728 | 0.7728 | Specific East African resource constant
5 | PLT-018 | Electrical/ICT test instruments | Plant & Tools | 0.1 | day | 38.6399 | 3.864 | Specific East African resource constant
6 | SUB-014 | BMS installation and commissioning | Subcontractor | 0.01 | item | 3863.9876 | 38.6399 | Verify local quotation / authority charge
|  | Materials Total |  |  |  |  | 1975.5023
|  | Labour Total |  |  |  |  | 11.592
|  | Plant & Subcontract Total |  |  |  |  | 42.5039
|  | Direct Resource Cost |  |  |  |  | 2029.5981
|  | Transport / Carriage | 5% of materials |  |  |  | 98.7751 | Adjust for haul distance
|  | Small Tools, Water & Sundries | 2.5% of labour + plant |  |  |  | 1.3524 | Traditional allowance
|  | PRIME COST |  |  |  |  | 2129.7257
|  | Contractor Overheads | 10% |  |  |  | 212.9726 | Editable allowance
|  | Contractor Profit | 10% |  |  |  | 234.2698 | Editable allowance
|  | RATE PER BOQ UNIT | nr |  |  |  | 2576.968 | Excluding VAT
Note | Quantities are standard estimating constants and must be adjusted for specification, method, location and supplier quotations.
DETAILED RATE ANALYSIS — EAST AFRICAN QS FORMAT
Module / Ref | MODULE 16 | 104.06 | [5 empty] | MODULE 16¦104.06
BOQ Item | Carry out gas tightness testing, purging and commissioning
Unit | m | Pricing basis | Nairobi, Kenya — Sep 2026 | Currency | USD | VAT | Excluded
No. | Code | Resource Description | Category | Qty / BOQ Unit | Resource Unit | Rate (USD) | Amount (USD) | Remarks
1 | MAT-002 | Ancillary fittings, supports, fixings and connection materials | Material | 0.05 | item | 40.5719 | 2.0286 | East African productivity / consumption constant
2 | MAT-001 | Specified item / equipment (compliance / BIM item) | Material | 0.01 | item | 405.7187 | 4.0572 | Verify supplier/subcontract quotation
3 | LAB-003 | Skilled labourer | Labour | 0.25 | hr | 1.1592 | 0.2898 | East African productivity / consumption constant
4 | LAB-002 | General labourer | Labour | 0.12 | hr | 0.7728 | 0.092736 | East African productivity / consumption constant
5 | PLT-016 | Small tools & consumables (allowance) | Plant & Tools | 0.05 | hr | 0.5796 | 0.02898 | East African productivity / consumption constant
6 | SUB-001 | Testing / commissioning allowance | Subcontractor | 0 | item | 193.1994 | 0 | Verify supplier/subcontract quotation
|  | Materials Total |  |  |  |  | 6.0858
|  | Labour Total |  |  |  |  | 0.38253
|  | Plant & Subcontract Total |  |  |  |  | 0.02898
|  | Direct Resource Cost |  |  |  |  | 6.4973
|  | Transport / Carriage | 5% of materials |  |  |  | 0.30429 | Adjust for haul distance
|  | Small Tools, Water & Sundries | 2.5% of labour + plant |  |  |  | 0.010288 | Traditional allowance
|  | PRIME COST |  |  |  |  | 6.8119
|  | Contractor Overheads | 10% |  |  |  | 0.68119 | Editable allowance
|  | Contractor Profit | 10% |  |  |  | 0.74931 | Editable allowance
|  | RATE PER BOQ UNIT | m |  |  |  | 8.2424 | Excluding VAT
Note | Quantities are standard estimating constants and must be adjusted for specification, method, location and supplier quotations.
DETAILED RATE ANALYSIS — EAST AFRICAN QS FORMAT
Module / Ref | MODULE 16 | 105.01 | [5 empty] | MODULE 16¦105.01
BOQ Item | Supply and install medical-gas manifolds, plant and alarms
Unit | nr | Pricing basis | Nairobi, Kenya — Sep 2026 | Currency | USD | VAT | Excluded
No. | Code | Resource Description | Category | Qty / BOQ Unit | Resource Unit | Rate (USD) | Amount (USD) | Remarks
1 | MAT-159 | Medical-gas manifold / alarm package | Material | 1 | nr | 5123.6476 | 5123.6476 | Specific East African resource constant
2 | MAT-073 | Valve / control valve | Material | 4 | nr | 95.5178 | 382.0711 | Specific East African resource constant
3 | LAB-011 | Plumber | Labour | 16 | hr | 2.3184 | 37.0943 | Specific East African resource constant
4 | LAB-002 | General labourer | Labour | 6 | hr | 0.7728 | 4.6368 | Specific East African resource constant
5 | PLT-019 | Pipe threading/fusion equipment | Plant & Tools | 0.1 | day | 61.8238 | 6.1824 | Specific East African resource constant
6 | SUB-005 | Mechanical / HVAC installation | Subcontractor | 0.05 | item | 5795.9815 | 289.7991 | Verify local quotation / authority charge
|  | Materials Total |  |  |  |  | 5505.7187
|  | Labour Total |  |  |  |  | 41.7311
|  | Plant & Subcontract Total |  |  |  |  | 295.9815
|  | Direct Resource Cost |  |  |  |  | 5843.4312
|  | Transport / Carriage | 5% of materials |  |  |  | 275.2859 | Adjust for haul distance
|  | Small Tools, Water & Sundries | 2.5% of labour + plant |  |  |  | 8.4428 | Traditional allowance
|  | PRIME COST |  |  |  |  | 6127.16
|  | Contractor Overheads | 10% |  |  |  | 612.716 | Editable allowance
|  | Contractor Profit | 10% |  |  |  | 673.9876 | Editable allowance
|  | RATE PER BOQ UNIT | nr |  |  |  | 7413.8636 | Excluding VAT
Note | Quantities are standard estimating constants and must be adjusted for specification, method, location and supplier quotations.
DETAILED RATE ANALYSIS — EAST AFRICAN QS FORMAT
Module / Ref | MODULE 16 | 105.02 | [5 empty] | MODULE 16¦105.02
BOQ Item | Supply and install medical-gas pipework (copper), including jointing
Unit | m | Pricing basis | Nairobi, Kenya — Sep 2026 | Currency | USD | VAT | Excluded
No. | Code | Resource Description | Category | Qty / BOQ Unit | Resource Unit | Rate (USD) | Amount (USD) | Remarks
1 | MAT-108 | PPE and site-safety consumables | Material | 1 | set | 40.5719 | 40.5719 | Specific East African resource constant
2 | MAT-109 | Fire extinguisher and fire-point equipment | Material | 0.05 | nr | 95.5178 | 4.7759 | Specific East African resource constant
3 | LAB-014 | Site foreman / ganger | Labour | 2 | hr | 2.7048 | 5.4096 | Specific East African resource constant
4 | LAB-002 | General labourer | Labour | 1 | hr | 0.7728 | 0.7728 | Specific East African resource constant
5 | PLT-016 | Small tools & consumables (allowance) | Plant & Tools | 0.2 | hr | 0.5796 | 0.11592 | Specific East African resource constant
6 | SUB-020 | Statutory authority / permit fee allowance | Subcontractor | 0 | item | 579.5981 | 0 | Verify local quotation / authority charge
|  | Materials Total |  |  |  |  | 45.3478
|  | Labour Total |  |  |  |  | 6.1824
|  | Plant & Subcontract Total |  |  |  |  | 0.11592
|  | Direct Resource Cost |  |  |  |  | 51.6461
|  | Transport / Carriage | 5% of materials |  |  |  | 2.2674 | Adjust for haul distance
|  | Small Tools, Water & Sundries | 2.5% of labour + plant |  |  |  | 0.15746 | Traditional allowance
|  | PRIME COST |  |  |  |  | 54.0709
|  | Contractor Overheads | 10% |  |  |  | 5.4071 | Editable allowance
|  | Contractor Profit | 10% |  |  |  | 5.9478 | Editable allowance
|  | RATE PER BOQ UNIT | m |  |  |  | 65.4258 | Excluding VAT
Note | Quantities are standard estimating constants and must be adjusted for specification, method, location and supplier quotations.
DETAILED RATE ANALYSIS — EAST AFRICAN QS FORMAT
Module / Ref | MODULE 16 | 105.03 | [5 empty] | MODULE 16¦105.03
BOQ Item | Supply and install area valve service units and terminal outlets
Unit | nr | Pricing basis | Nairobi, Kenya — Sep 2026 | Currency | USD | VAT | Excluded
No. | Code | Resource Description | Category | Qty / BOQ Unit | Resource Unit | Rate (USD) | Amount (USD) | Remarks
1 | MAT-073 | Valve / control valve | Material | 1 | nr | 95.5178 | 95.5178 | East African productivity / consumption constant
2 | MAT-002 | Ancillary fittings, supports, fixings and connection materials | Material | 0.02 | item | 40.5719 | 0.81144 | East African productivity / consumption constant
3 | LAB-011 | Plumber | Labour | 1.5 | hr | 2.3184 | 3.4776 | East African productivity / consumption constant
4 | LAB-002 | General labourer | Labour | 0.5 | hr | 0.7728 | 0.3864 | East African productivity / consumption constant
5 | PLT-019 | Pipe threading/fusion equipment | Plant & Tools | 0.01 | day | 61.8238 | 0.61824 | East African productivity / consumption constant
6 | SUB-005 | Mechanical / HVAC installation | Subcontractor | 0 | item | 5795.9815 | 0 | Verify supplier/subcontract quotation
|  | Materials Total |  |  |  |  | 96.3292
|  | Labour Total |  |  |  |  | 3.864
|  | Plant & Subcontract Total |  |  |  |  | 0.61824
|  | Direct Resource Cost |  |  |  |  | 100.8114
|  | Transport / Carriage | 5% of materials |  |  |  | 4.8165 | Adjust for haul distance
|  | Small Tools, Water & Sundries | 2.5% of labour + plant |  |  |  | 0.11206 | Traditional allowance
|  | PRIME COST |  |  |  |  | 105.74
|  | Contractor Overheads | 10% |  |  |  | 10.574 | Editable allowance
|  | Contractor Profit | 10% |  |  |  | 11.6314 | Editable allowance
|  | RATE PER BOQ UNIT | nr |  |  |  | 127.9453 | Excluding VAT
Note | Quantities are standard estimating constants and must be adjusted for specification, method, location and supplier quotations.
DETAILED RATE ANALYSIS — EAST AFRICAN QS FORMAT
Module / Ref | MODULE 16 | 105.04 | [5 empty] | MODULE 16¦105.04
BOQ Item | Supply and install laboratory-gas pipework, valves and outlets
Unit | m | Pricing basis | Nairobi, Kenya — Sep 2026 | Currency | USD | VAT | Excluded
No. | Code | Resource Description | Category | Qty / BOQ Unit | Resource Unit | Rate (USD) | Amount (USD) | Remarks
1 | MAT-021 | PVC pipe, 110mm | Material | 1.05 | m | 3.4486 | 3.621 | East African productivity / consumption constant
2 | MAT-002 | Ancillary fittings, supports, fixings and connection materials | Material | 0.03 | item | 40.5719 | 1.2172 | East African productivity / consumption constant
3 | LAB-011 | Plumber | Labour | 0.35 | hr | 2.3184 | 0.81144 | East African productivity / consumption constant
4 | LAB-002 | General labourer | Labour | 0.15 | hr | 0.7728 | 0.11592 | East African productivity / consumption constant
5 | PLT-019 | Pipe threading/fusion equipment | Plant & Tools | 0.03 | day | 61.8238 | 1.8547 | East African productivity / consumption constant
6 | SUB-005 | Mechanical / HVAC installation | Subcontractor | 0 | item | 5795.9815 | 0 | Verify supplier/subcontract quotation
|  | Materials Total |  |  |  |  | 4.8382
|  | Labour Total |  |  |  |  | 0.92736
|  | Plant & Subcontract Total |  |  |  |  | 1.8547
|  | Direct Resource Cost |  |  |  |  | 7.6203
|  | Transport / Carriage | 5% of materials |  |  |  | 0.24191 | Adjust for haul distance
|  | Small Tools, Water & Sundries | 2.5% of labour + plant |  |  |  | 0.069552 | Traditional allowance
|  | PRIME COST |  |  |  |  | 7.9317
|  | Contractor Overheads | 10% |  |  |  | 0.79317 | Editable allowance
|  | Contractor Profit | 10% |  |  |  | 0.87249 | Editable allowance
|  | RATE PER BOQ UNIT | m |  |  |  | 9.5974 | Excluding VAT
Note | Quantities are standard estimating constants and must be adjusted for specification, method, location and supplier quotations.
DETAILED RATE ANALYSIS — EAST AFRICAN QS FORMAT
Module / Ref | MODULE 16 | 105.05 | [5 empty] | MODULE 16¦105.05
BOQ Item | Carry out purity, cross-connection and commissioning testing
Unit | nr | Pricing basis | Nairobi, Kenya — Sep 2026 | Currency | USD | VAT | Excluded
No. | Code | Resource Description | Category | Qty / BOQ Unit | Resource Unit | Rate (USD) | Amount (USD) | Remarks
1 | MAT-157 | Gas meter / regulator set | Material | 1 | nr | 1418.8563 | 1418.8563 | Discipline-specific East African resource allowance
2 | MAT-158 | Gas-detection panel and sensor set | Material | 0.25 | nr | 1970.6337 | 492.6584 | Discipline-specific East African resource allowance
3 | LAB-011 | Plumber | Labour | 2 | hr | 2.3184 | 4.6368 | Discipline-specific East African resource allowance
4 | LAB-002 | General labourer | Labour | 0.5 | hr | 0.7728 | 0.3864 | Discipline-specific East African resource allowance
5 | PLT-019 | Pipe threading/fusion equipment | Plant & Tools | 0.05 | day | 61.8238 | 3.0912 | Discipline-specific East African resource allowance
6 | SUB-005 | Mechanical / HVAC installation | Subcontractor | 0.005 | item | 5795.9815 | 28.9799 | Discipline provisional allowance — verify quotation
|  | Materials Total |  |  |  |  | 1911.5147
|  | Labour Total |  |  |  |  | 5.0232
|  | Plant & Subcontract Total |  |  |  |  | 32.0711
|  | Direct Resource Cost |  |  |  |  | 1948.609
|  | Transport / Carriage | 5% of materials |  |  |  | 95.5757 | Adjust for haul distance
|  | Small Tools, Water & Sundries | 2.5% of labour + plant |  |  |  | 0.92736 | Traditional allowance
|  | PRIME COST |  |  |  |  | 2045.1121
|  | Contractor Overheads | 10% |  |  |  | 204.5112 | Editable allowance
|  | Contractor Profit | 10% |  |  |  | 224.9623 | Editable allowance
|  | RATE PER BOQ UNIT | nr |  |  |  | 2474.5856 | Excluding VAT
Note | Quantities are standard estimating constants and must be adjusted for specification, method, location and supplier quotations.
DETAILED RATE ANALYSIS — EAST AFRICAN QS FORMAT
Module / Ref | MODULE 16 | 106.01 | [5 empty] | MODULE 16¦106.01
BOQ Item | Supply and install PV modules and mounting systems
Unit | nr | Pricing basis | Nairobi, Kenya — Sep 2026 | Currency | USD | VAT | Excluded
No. | Code | Resource Description | Category | Qty / BOQ Unit | Resource Unit | Rate (USD) | Amount (USD) | Remarks
1 | MAT-087 | Solar PV module | Material | 1 | nr | 175.1159 | 175.1159 | East African productivity / consumption constant
2 | MAT-022 | Electrical cable, 2.5mm² | Material | 10 | m | 0.81144 | 8.1144 | East African productivity / consumption constant
3 | LAB-010 | Electrician | Labour | 3 | hr | 2.5116 | 7.5348 | East African productivity / consumption constant
4 | LAB-002 | General labourer | Labour | 1 | hr | 0.7728 | 0.7728 | East African productivity / consumption constant
5 | PLT-020 | Scissor lift / MEWP | Plant & Tools | 0.03 | day | 154.5595 | 4.6368 | East African productivity / consumption constant
6 | SUB-016 | Solar PV installation and commissioning | Subcontractor | 0.005 | item | 2704.7913 | 13.524 | Verify supplier/subcontract quotation
|  | Materials Total |  |  |  |  | 183.2303
|  | Labour Total |  |  |  |  | 8.3076
|  | Plant & Subcontract Total |  |  |  |  | 18.1607
|  | Direct Resource Cost |  |  |  |  | 209.6986
|  | Transport / Carriage | 5% of materials |  |  |  | 9.1615 | Adjust for haul distance
|  | Small Tools, Water & Sundries | 2.5% of labour + plant |  |  |  | 0.66171 | Traditional allowance
|  | PRIME COST |  |  |  |  | 219.5218
|  | Contractor Overheads | 10% |  |  |  | 21.9522 | Editable allowance
|  | Contractor Profit | 10% |  |  |  | 24.1474 | Editable allowance
|  | RATE PER BOQ UNIT | nr |  |  |  | 265.6214 | Excluding VAT
Note | Quantities are standard estimating constants and must be adjusted for specification, method, location and supplier quotations.
DETAILED RATE ANALYSIS — EAST AFRICAN QS FORMAT
Module / Ref | MODULE 16 | 106.02 | [5 empty] | MODULE 16¦106.02
BOQ Item | Supply and install PV inverters and optimisers
Unit | nr | Pricing basis | Nairobi, Kenya — Sep 2026 | Currency | USD | VAT | Excluded
No. | Code | Resource Description | Category | Qty / BOQ Unit | Resource Unit | Rate (USD) | Amount (USD) | Remarks
1 | MAT-088 | Solar inverter | Material | 1 | nr | 1418.8563 | 1418.8563 | East African productivity / consumption constant
2 | MAT-022 | Electrical cable, 2.5mm² | Material | 5 | m | 0.81144 | 4.0572 | East African productivity / consumption constant
3 | LAB-010 | Electrician | Labour | 6 | hr | 2.5116 | 15.0696 | East African productivity / consumption constant
4 | LAB-002 | General labourer | Labour | 2 | hr | 0.7728 | 1.5456 | East African productivity / consumption constant
5 | PLT-018 | Electrical/ICT test instruments | Plant & Tools | 0.1 | day | 38.6399 | 3.864 | East African productivity / consumption constant
6 | SUB-016 | Solar PV installation and commissioning | Subcontractor | 0.01 | item | 2704.7913 | 27.0479 | Verify supplier/subcontract quotation
|  | Materials Total |  |  |  |  | 1422.9134
|  | Labour Total |  |  |  |  | 16.6151
|  | Plant & Subcontract Total |  |  |  |  | 30.9119
|  | Direct Resource Cost |  |  |  |  | 1470.4405
|  | Transport / Carriage | 5% of materials |  |  |  | 71.1457 | Adjust for haul distance
|  | Small Tools, Water & Sundries | 2.5% of labour + plant |  |  |  | 1.1882 | Traditional allowance
|  | PRIME COST |  |  |  |  | 1542.7743
|  | Contractor Overheads | 10% |  |  |  | 154.2774 | Editable allowance
|  | Contractor Profit | 10% |  |  |  | 169.7052 | Editable allowance
|  | RATE PER BOQ UNIT | nr |  |  |  | 1866.757 | Excluding VAT
Note | Quantities are standard estimating constants and must be adjusted for specification, method, location and supplier quotations.
DETAILED RATE ANALYSIS — EAST AFRICAN QS FORMAT
Module / Ref | MODULE 16 | 106.03 | [5 empty] | MODULE 16¦106.03
BOQ Item | Supply and install DC/AC cabling, isolators and protection
Unit | m | Pricing basis | Nairobi, Kenya — Sep 2026 | Currency | USD | VAT | Excluded
No. | Code | Resource Description | Category | Qty / BOQ Unit | Resource Unit | Rate (USD) | Amount (USD) | Remarks
1 | MAT-002 | Ancillary fittings, supports, fixings and connection materials | Material | 0.05 | item | 40.5719 | 2.0286 | East African productivity / consumption constant
2 | MAT-001 | Specified item / equipment (compliance / BIM item) | Material | 0.01 | item | 405.7187 | 4.0572 | Verify supplier/subcontract quotation
3 | LAB-003 | Skilled labourer | Labour | 0.25 | hr | 1.1592 | 0.2898 | East African productivity / consumption constant
4 | LAB-002 | General labourer | Labour | 0.12 | hr | 0.7728 | 0.092736 | East African productivity / consumption constant
5 | PLT-016 | Small tools & consumables (allowance) | Plant & Tools | 0.05 | hr | 0.5796 | 0.02898 | East African productivity / consumption constant
6 | SUB-001 | Testing / commissioning allowance | Subcontractor | 0 | item | 193.1994 | 0 | Verify supplier/subcontract quotation
|  | Materials Total |  |  |  |  | 6.0858
|  | Labour Total |  |  |  |  | 0.38253
|  | Plant & Subcontract Total |  |  |  |  | 0.02898
|  | Direct Resource Cost |  |  |  |  | 6.4973
|  | Transport / Carriage | 5% of materials |  |  |  | 0.30429 | Adjust for haul distance
|  | Small Tools, Water & Sundries | 2.5% of labour + plant |  |  |  | 0.010288 | Traditional allowance
|  | PRIME COST |  |  |  |  | 6.8119
|  | Contractor Overheads | 10% |  |  |  | 0.68119 | Editable allowance
|  | Contractor Profit | 10% |  |  |  | 0.74931 | Editable allowance
|  | RATE PER BOQ UNIT | m |  |  |  | 8.2424 | Excluding VAT
Note | Quantities are standard estimating constants and must be adjusted for specification, method, location and supplier quotations.
DETAILED RATE ANALYSIS — EAST AFRICAN QS FORMAT
Module / Ref | MODULE 16 | 106.04 | [5 empty] | MODULE 16¦106.04
BOQ Item | Supply and install battery-storage system and controls
Unit | nr | Pricing basis | Nairobi, Kenya — Sep 2026 | Currency | USD | VAT | Excluded
No. | Code | Resource Description | Category | Qty / BOQ Unit | Resource Unit | Rate (USD) | Amount (USD) | Remarks
1 | MAT-089 | Solar/storage battery | Material | 1 | nr | 1970.6337 | 1970.6337 | East African productivity / consumption constant
2 | MAT-022 | Electrical cable, 2.5mm² | Material | 3 | m | 0.81144 | 2.4343 | East African productivity / consumption constant
3 | LAB-010 | Electrician | Labour | 4 | hr | 2.5116 | 10.0464 | East African productivity / consumption constant
4 | LAB-002 | General labourer | Labour | 2 | hr | 0.7728 | 1.5456 | East African productivity / consumption constant
5 | PLT-018 | Electrical/ICT test instruments | Plant & Tools | 0.05 | day | 38.6399 | 1.932 | East African productivity / consumption constant
6 | SUB-016 | Solar PV installation and commissioning | Subcontractor | 0.005 | item | 2704.7913 | 13.524 | Verify supplier/subcontract quotation
|  | Materials Total |  |  |  |  | 1973.068
|  | Labour Total |  |  |  |  | 11.592
|  | Plant & Subcontract Total |  |  |  |  | 15.456
|  | Direct Resource Cost |  |  |  |  | 2000.1159
|  | Transport / Carriage | 5% of materials |  |  |  | 98.6534 | Adjust for haul distance
|  | Small Tools, Water & Sundries | 2.5% of labour + plant |  |  |  | 0.6762 | Traditional allowance
|  | PRIME COST |  |  |  |  | 2099.4455
|  | Contractor Overheads | 10% |  |  |  | 209.9446 | Editable allowance
|  | Contractor Profit | 10% |  |  |  | 230.939 | Editable allowance
|  | RATE PER BOQ UNIT | nr |  |  |  | 2540.3291 | Excluding VAT
Note | Quantities are standard estimating constants and must be adjusted for specification, method, location and supplier quotations.
DETAILED RATE ANALYSIS — EAST AFRICAN QS FORMAT
Module / Ref | MODULE 16 | 106.05 | [5 empty] | MODULE 16¦106.05
BOQ Item | Supply and install PV/battery metering, monitoring and grid connection
Unit | nr | Pricing basis | Nairobi, Kenya — Sep 2026 | Currency | USD | VAT | Excluded
No. | Code | Resource Description | Category | Qty / BOQ Unit | Resource Unit | Rate (USD) | Amount (USD) | Remarks
1 | MAT-089 | Solar/storage battery | Material | 1 | nr | 1970.6337 | 1970.6337 | East African productivity / consumption constant
2 | MAT-022 | Electrical cable, 2.5mm² | Material | 3 | m | 0.81144 | 2.4343 | East African productivity / consumption constant
3 | LAB-010 | Electrician | Labour | 4 | hr | 2.5116 | 10.0464 | East African productivity / consumption constant
4 | LAB-002 | General labourer | Labour | 2 | hr | 0.7728 | 1.5456 | East African productivity / consumption constant
5 | PLT-018 | Electrical/ICT test instruments | Plant & Tools | 0.05 | day | 38.6399 | 1.932 | East African productivity / consumption constant
6 | SUB-016 | Solar PV installation and commissioning | Subcontractor | 0.005 | item | 2704.7913 | 13.524 | Verify supplier/subcontract quotation
|  | Materials Total |  |  |  |  | 1973.068
|  | Labour Total |  |  |  |  | 11.592
|  | Plant & Subcontract Total |  |  |  |  | 15.456
|  | Direct Resource Cost |  |  |  |  | 2000.1159
|  | Transport / Carriage | 5% of materials |  |  |  | 98.6534 | Adjust for haul distance
|  | Small Tools, Water & Sundries | 2.5% of labour + plant |  |  |  | 0.6762 | Traditional allowance
|  | PRIME COST |  |  |  |  | 2099.4455
|  | Contractor Overheads | 10% |  |  |  | 209.9446 | Editable allowance
|  | Contractor Profit | 10% |  |  |  | 230.939 | Editable allowance
|  | RATE PER BOQ UNIT | nr |  |  |  | 2540.3291 | Excluding VAT
Note | Quantities are standard estimating constants and must be adjusted for specification, method, location and supplier quotations.
DETAILED RATE ANALYSIS — EAST AFRICAN QS FORMAT
Module / Ref | MODULE 16 | 106.06 | [5 empty] | MODULE 16¦106.06
BOQ Item | Carry out testing, G99 commissioning and certification
Unit | item | Pricing basis | Nairobi, Kenya — Sep 2026 | Currency | USD | VAT | Excluded
No. | Code | Resource Description | Category | Qty / BOQ Unit | Resource Unit | Rate (USD) | Amount (USD) | Remarks
1 | MAT-157 | Gas meter / regulator set | Material | 1 | nr | 1418.8563 | 1418.8563 | Discipline-specific East African resource allowance
2 | MAT-158 | Gas-detection panel and sensor set | Material | 0.25 | nr | 1970.6337 | 492.6584 | Discipline-specific East African resource allowance
3 | LAB-011 | Plumber | Labour | 2 | hr | 2.3184 | 4.6368 | Discipline-specific East African resource allowance
4 | LAB-002 | General labourer | Labour | 0.5 | hr | 0.7728 | 0.3864 | Discipline-specific East African resource allowance
5 | PLT-019 | Pipe threading/fusion equipment | Plant & Tools | 0.05 | day | 61.8238 | 3.0912 | Discipline-specific East African resource allowance
6 | SUB-005 | Mechanical / HVAC installation | Subcontractor | 0.005 | item | 5795.9815 | 28.9799 | Discipline provisional allowance — verify quotation
|  | Materials Total |  |  |  |  | 1911.5147
|  | Labour Total |  |  |  |  | 5.0232
|  | Plant & Subcontract Total |  |  |  |  | 32.0711
|  | Direct Resource Cost |  |  |  |  | 1948.609
|  | Transport / Carriage | 5% of materials |  |  |  | 95.5757 | Adjust for haul distance
|  | Small Tools, Water & Sundries | 2.5% of labour + plant |  |  |  | 0.92736 | Traditional allowance
|  | PRIME COST |  |  |  |  | 2045.1121
|  | Contractor Overheads | 10% |  |  |  | 204.5112 | Editable allowance
|  | Contractor Profit | 10% |  |  |  | 224.9623 | Editable allowance
|  | RATE PER BOQ UNIT | item |  |  |  | 2474.5856 | Excluding VAT
Note | Quantities are standard estimating constants and must be adjusted for specification, method, location and supplier quotations.
DETAILED RATE ANALYSIS — EAST AFRICAN QS FORMAT
Module / Ref | MODULE 16 | 107.01 | [5 empty] | MODULE 16¦107.01
BOQ Item | Supply and install solar-thermal collectors and mounting
Unit | nr | Pricing basis | Nairobi, Kenya — Sep 2026 | Currency | USD | VAT | Excluded
No. | Code | Resource Description | Category | Qty / BOQ Unit | Resource Unit | Rate (USD) | Amount (USD) | Remarks
1 | MAT-157 | Gas meter / regulator set | Material | 1 | nr | 1418.8563 | 1418.8563 | Discipline-specific East African resource allowance
2 | MAT-158 | Gas-detection panel and sensor set | Material | 0.25 | nr | 1970.6337 | 492.6584 | Discipline-specific East African resource allowance
3 | LAB-011 | Plumber | Labour | 2 | hr | 2.3184 | 4.6368 | Discipline-specific East African resource allowance
4 | LAB-002 | General labourer | Labour | 0.5 | hr | 0.7728 | 0.3864 | Discipline-specific East African resource allowance
5 | PLT-019 | Pipe threading/fusion equipment | Plant & Tools | 0.05 | day | 61.8238 | 3.0912 | Discipline-specific East African resource allowance
6 | SUB-005 | Mechanical / HVAC installation | Subcontractor | 0.005 | item | 5795.9815 | 28.9799 | Discipline provisional allowance — verify quotation
|  | Materials Total |  |  |  |  | 1911.5147
|  | Labour Total |  |  |  |  | 5.0232
|  | Plant & Subcontract Total |  |  |  |  | 32.0711
|  | Direct Resource Cost |  |  |  |  | 1948.609
|  | Transport / Carriage | 5% of materials |  |  |  | 95.5757 | Adjust for haul distance
|  | Small Tools, Water & Sundries | 2.5% of labour + plant |  |  |  | 0.92736 | Traditional allowance
|  | PRIME COST |  |  |  |  | 2045.1121
|  | Contractor Overheads | 10% |  |  |  | 204.5112 | Editable allowance
|  | Contractor Profit | 10% |  |  |  | 224.9623 | Editable allowance
|  | RATE PER BOQ UNIT | nr |  |  |  | 2474.5856 | Excluding VAT
Note | Quantities are standard estimating constants and must be adjusted for specification, method, location and supplier quotations.
DETAILED RATE ANALYSIS — EAST AFRICAN QS FORMAT
Module / Ref | MODULE 16 | 107.02 | [5 empty] | MODULE 16¦107.02
BOQ Item | Supply and install solar-thermal cylinder, pump station and controls
Unit | nr | Pricing basis | Nairobi, Kenya — Sep 2026 | Currency | USD | VAT | Excluded
No. | Code | Resource Description | Category | Qty / BOQ Unit | Resource Unit | Rate (USD) | Amount (USD) | Remarks
1 | MAT-071 | Pump set complete | Material | 1 | nr | 2785.9351 | 2785.9351 | East African productivity / consumption constant
2 | MAT-073 | Valve / control valve | Material | 2 | nr | 95.5178 | 191.0355 | East African productivity / consumption constant
3 | LAB-011 | Plumber | Labour | 8 | hr | 2.3184 | 18.5471 | East African productivity / consumption constant
4 | LAB-002 | General labourer | Labour | 3 | hr | 0.7728 | 2.3184 | East African productivity / consumption constant
5 | PLT-007 | Mobile crane, 25t | Plant & Tools | 0.05 | day | 1062.5966 | 53.1298 | East African productivity / consumption constant
6 | SUB-005 | Mechanical / HVAC installation | Subcontractor | 0.03 | item | 5795.9815 | 173.8794 | Verify supplier/subcontract quotation
|  | Materials Total |  |  |  |  | 2976.9706
|  | Labour Total |  |  |  |  | 20.8655
|  | Plant & Subcontract Total |  |  |  |  | 227.0093
|  | Direct Resource Cost |  |  |  |  | 3224.8454
|  | Transport / Carriage | 5% of materials |  |  |  | 148.8485 | Adjust for haul distance
|  | Small Tools, Water & Sundries | 2.5% of labour + plant |  |  |  | 6.1969 | Traditional allowance
|  | PRIME COST |  |  |  |  | 3379.8908
|  | Contractor Overheads | 10% |  |  |  | 337.9891 | Editable allowance
|  | Contractor Profit | 10% |  |  |  | 371.788 | Editable allowance
|  | RATE PER BOQ UNIT | nr |  |  |  | 4089.6679 | Excluding VAT
Note | Quantities are standard estimating constants and must be adjusted for specification, method, location and supplier quotations.
DETAILED RATE ANALYSIS — EAST AFRICAN QS FORMAT
Module / Ref | MODULE 16 | 107.03 | [5 empty] | MODULE 16¦107.03
BOQ Item | Supply and install air/ground-source heat pump and connections
Unit | nr | Pricing basis | Nairobi, Kenya — Sep 2026 | Currency | USD | VAT | Excluded
No. | Code | Resource Description | Category | Qty / BOQ Unit | Resource Unit | Rate (USD) | Amount (USD) | Remarks
1 | MAT-071 | Pump set complete | Material | 1 | nr | 2785.9351 | 2785.9351 | East African productivity / consumption constant
2 | MAT-073 | Valve / control valve | Material | 2 | nr | 95.5178 | 191.0355 | East African productivity / consumption constant
3 | LAB-011 | Plumber | Labour | 8 | hr | 2.3184 | 18.5471 | East African productivity / consumption constant
4 | LAB-002 | General labourer | Labour | 3 | hr | 0.7728 | 2.3184 | East African productivity / consumption constant
5 | PLT-007 | Mobile crane, 25t | Plant & Tools | 0.05 | day | 1062.5966 | 53.1298 | East African productivity / consumption constant
6 | SUB-005 | Mechanical / HVAC installation | Subcontractor | 0.03 | item | 5795.9815 | 173.8794 | Verify supplier/subcontract quotation
|  | Materials Total |  |  |  |  | 2976.9706
|  | Labour Total |  |  |  |  | 20.8655
|  | Plant & Subcontract Total |  |  |  |  | 227.0093
|  | Direct Resource Cost |  |  |  |  | 3224.8454
|  | Transport / Carriage | 5% of materials |  |  |  | 148.8485 | Adjust for haul distance
|  | Small Tools, Water & Sundries | 2.5% of labour + plant |  |  |  | 6.1969 | Traditional allowance
|  | PRIME COST |  |  |  |  | 3379.8908
|  | Contractor Overheads | 10% |  |  |  | 337.9891 | Editable allowance
|  | Contractor Profit | 10% |  |  |  | 371.788 | Editable allowance
|  | RATE PER BOQ UNIT | nr |  |  |  | 4089.6679 | Excluding VAT
Note | Quantities are standard estimating constants and must be adjusted for specification, method, location and supplier quotations.
DETAILED RATE ANALYSIS — EAST AFRICAN QS FORMAT
Module / Ref | MODULE 16 | 107.04 | [5 empty] | MODULE 16¦107.04
BOQ Item | Supply and install ground-array/borehole collector loops
Unit | m | Pricing basis | Nairobi, Kenya — Sep 2026 | Currency | USD | VAT | Excluded
No. | Code | Resource Description | Category | Qty / BOQ Unit | Resource Unit | Rate (USD) | Amount (USD) | Remarks
1 | MAT-002 | Ancillary fittings, supports, fixings and connection materials | Material | 0.05 | item | 40.5719 | 2.0286 | East African productivity / consumption constant
2 | MAT-001 | Specified item / equipment (compliance / BIM item) | Material | 0.01 | item | 405.7187 | 4.0572 | Verify supplier/subcontract quotation
3 | LAB-003 | Skilled labourer | Labour | 0.25 | hr | 1.1592 | 0.2898 | East African productivity / consumption constant
4 | LAB-002 | General labourer | Labour | 0.12 | hr | 0.7728 | 0.092736 | East African productivity / consumption constant
5 | PLT-016 | Small tools & consumables (allowance) | Plant & Tools | 0.05 | hr | 0.5796 | 0.02898 | East African productivity / consumption constant
6 | SUB-001 | Testing / commissioning allowance | Subcontractor | 0 | item | 193.1994 | 0 | Verify supplier/subcontract quotation
|  | Materials Total |  |  |  |  | 6.0858
|  | Labour Total |  |  |  |  | 0.38253
|  | Plant & Subcontract Total |  |  |  |  | 0.02898
|  | Direct Resource Cost |  |  |  |  | 6.4973
|  | Transport / Carriage | 5% of materials |  |  |  | 0.30429 | Adjust for haul distance
|  | Small Tools, Water & Sundries | 2.5% of labour + plant |  |  |  | 0.010288 | Traditional allowance
|  | PRIME COST |  |  |  |  | 6.8119
|  | Contractor Overheads | 10% |  |  |  | 0.68119 | Editable allowance
|  | Contractor Profit | 10% |  |  |  | 0.74931 | Editable allowance
|  | RATE PER BOQ UNIT | m |  |  |  | 8.2424 | Excluding VAT
Note | Quantities are standard estimating constants and must be adjusted for specification, method, location and supplier quotations.
DETAILED RATE ANALYSIS — EAST AFRICAN QS FORMAT
Module / Ref | MODULE 16 | 107.05 | [5 empty] | MODULE 16¦107.05
BOQ Item | Carry out commissioning and performance testing
Unit | nr | Pricing basis | Nairobi, Kenya — Sep 2026 | Currency | USD | VAT | Excluded
No. | Code | Resource Description | Category | Qty / BOQ Unit | Resource Unit | Rate (USD) | Amount (USD) | Remarks
1 | MAT-157 | Gas meter / regulator set | Material | 1 | nr | 1418.8563 | 1418.8563 | Discipline-specific East African resource allowance
2 | MAT-158 | Gas-detection panel and sensor set | Material | 0.25 | nr | 1970.6337 | 492.6584 | Discipline-specific East African resource allowance
3 | LAB-011 | Plumber | Labour | 2 | hr | 2.3184 | 4.6368 | Discipline-specific East African resource allowance
4 | LAB-002 | General labourer | Labour | 0.5 | hr | 0.7728 | 0.3864 | Discipline-specific East African resource allowance
5 | PLT-019 | Pipe threading/fusion equipment | Plant & Tools | 0.05 | day | 61.8238 | 3.0912 | Discipline-specific East African resource allowance
6 | SUB-005 | Mechanical / HVAC installation | Subcontractor | 0.005 | item | 5795.9815 | 28.9799 | Discipline provisional allowance — verify quotation
|  | Materials Total |  |  |  |  | 1911.5147
|  | Labour Total |  |  |  |  | 5.0232
|  | Plant & Subcontract Total |  |  |  |  | 32.0711
|  | Direct Resource Cost |  |  |  |  | 1948.609
|  | Transport / Carriage | 5% of materials |  |  |  | 95.5757 | Adjust for haul distance
|  | Small Tools, Water & Sundries | 2.5% of labour + plant |  |  |  | 0.92736 | Traditional allowance
|  | PRIME COST |  |  |  |  | 2045.1121
|  | Contractor Overheads | 10% |  |  |  | 204.5112 | Editable allowance
|  | Contractor Profit | 10% |  |  |  | 224.9623 | Editable allowance
|  | RATE PER BOQ UNIT | nr |  |  |  | 2474.5856 | Excluding VAT
Note | Quantities are standard estimating constants and must be adjusted for specification, method, location and supplier quotations.
DETAILED RATE ANALYSIS — EAST AFRICAN QS FORMAT
Module / Ref | MODULE 16 | 108.01 | [5 empty] | MODULE 16¦108.01
BOQ Item | Supply and install EV charging points (AC/DC) and mounting
Unit | nr | Pricing basis | Nairobi, Kenya — Sep 2026 | Currency | USD | VAT | Excluded
No. | Code | Resource Description | Category | Qty / BOQ Unit | Resource Unit | Rate (USD) | Amount (USD) | Remarks
1 | MAT-157 | Gas meter / regulator set | Material | 1 | nr | 1418.8563 | 1418.8563 | Discipline-specific East African resource allowance
2 | MAT-158 | Gas-detection panel and sensor set | Material | 0.25 | nr | 1970.6337 | 492.6584 | Discipline-specific East African resource allowance
3 | LAB-011 | Plumber | Labour | 2 | hr | 2.3184 | 4.6368 | Discipline-specific East African resource allowance
4 | LAB-002 | General labourer | Labour | 0.5 | hr | 0.7728 | 0.3864 | Discipline-specific East African resource allowance
5 | PLT-019 | Pipe threading/fusion equipment | Plant & Tools | 0.05 | day | 61.8238 | 3.0912 | Discipline-specific East African resource allowance
6 | SUB-005 | Mechanical / HVAC installation | Subcontractor | 0.005 | item | 5795.9815 | 28.9799 | Discipline provisional allowance — verify quotation
|  | Materials Total |  |  |  |  | 1911.5147
|  | Labour Total |  |  |  |  | 5.0232
|  | Plant & Subcontract Total |  |  |  |  | 32.0711
|  | Direct Resource Cost |  |  |  |  | 1948.609
|  | Transport / Carriage | 5% of materials |  |  |  | 95.5757 | Adjust for haul distance
|  | Small Tools, Water & Sundries | 2.5% of labour + plant |  |  |  | 0.92736 | Traditional allowance
|  | PRIME COST |  |  |  |  | 2045.1121
|  | Contractor Overheads | 10% |  |  |  | 204.5112 | Editable allowance
|  | Contractor Profit | 10% |  |  |  | 224.9623 | Editable allowance
|  | RATE PER BOQ UNIT | nr |  |  |  | 2474.5856 | Excluding VAT
Note | Quantities are standard estimating constants and must be adjusted for specification, method, location and supplier quotations.
DETAILED RATE ANALYSIS — EAST AFRICAN QS FORMAT
Module / Ref | MODULE 16 | 108.02 | [5 empty] | MODULE 16¦108.02
BOQ Item | Supply and install EV supply cabling, containment and protection
Unit | m | Pricing basis | Nairobi, Kenya — Sep 2026 | Currency | USD | VAT | Excluded
No. | Code | Resource Description | Category | Qty / BOQ Unit | Resource Unit | Rate (USD) | Amount (USD) | Remarks
1 | MAT-002 | Ancillary fittings, supports, fixings and connection materials | Material | 0.05 | item | 40.5719 | 2.0286 | East African productivity / consumption constant
2 | MAT-001 | Specified item / equipment (compliance / BIM item) | Material | 0.01 | item | 405.7187 | 4.0572 | Verify supplier/subcontract quotation
3 | LAB-003 | Skilled labourer | Labour | 0.25 | hr | 1.1592 | 0.2898 | East African productivity / consumption constant
4 | LAB-002 | General labourer | Labour | 0.12 | hr | 0.7728 | 0.092736 | East African productivity / consumption constant
5 | PLT-016 | Small tools & consumables (allowance) | Plant & Tools | 0.05 | hr | 0.5796 | 0.02898 | East African productivity / consumption constant
6 | SUB-001 | Testing / commissioning allowance | Subcontractor | 0 | item | 193.1994 | 0 | Verify supplier/subcontract quotation
|  | Materials Total |  |  |  |  | 6.0858
|  | Labour Total |  |  |  |  | 0.38253
|  | Plant & Subcontract Total |  |  |  |  | 0.02898
|  | Direct Resource Cost |  |  |  |  | 6.4973
|  | Transport / Carriage | 5% of materials |  |  |  | 0.30429 | Adjust for haul distance
|  | Small Tools, Water & Sundries | 2.5% of labour + plant |  |  |  | 0.010288 | Traditional allowance
|  | PRIME COST |  |  |  |  | 6.8119
|  | Contractor Overheads | 10% |  |  |  | 0.68119 | Editable allowance
|  | Contractor Profit | 10% |  |  |  | 0.74931 | Editable allowance
|  | RATE PER BOQ UNIT | m |  |  |  | 8.2424 | Excluding VAT
Note | Quantities are standard estimating constants and must be adjusted for specification, method, location and supplier quotations.
DETAILED RATE ANALYSIS — EAST AFRICAN QS FORMAT
Module / Ref | MODULE 16 | 108.03 | [5 empty] | MODULE 16¦108.03
BOQ Item | Supply and install EV distribution boards, load management and metering
Unit | nr | Pricing basis | Nairobi, Kenya — Sep 2026 | Currency | USD | VAT | Excluded
No. | Code | Resource Description | Category | Qty / BOQ Unit | Resource Unit | Rate (USD) | Amount (USD) | Remarks
1 | MAT-061 | Distribution board complete | Material | 1 | nr | 517.3879 | 517.3879 | East African productivity / consumption constant
2 | MAT-062 | MCB/MCCB/RCBO protective device | Material | 8 | nr | 47.7589 | 382.0711 | East African productivity / consumption constant
3 | LAB-010 | Electrician | Labour | 12 | hr | 2.5116 | 30.1391 | East African productivity / consumption constant
4 | LAB-002 | General labourer | Labour | 3 | hr | 0.7728 | 2.3184 | East African productivity / consumption constant
5 | PLT-018 | Electrical/ICT test instruments | Plant & Tools | 0.25 | day | 38.6399 | 9.66 | East African productivity / consumption constant
6 | SUB-006 | Electrical installation | Subcontractor | 0.02 | item | 4636.7852 | 92.7357 | Verify supplier/subcontract quotation
|  | Materials Total |  |  |  |  | 899.459
|  | Labour Total |  |  |  |  | 32.4575
|  | Plant & Subcontract Total |  |  |  |  | 102.3957
|  | Direct Resource Cost |  |  |  |  | 1034.3122
|  | Transport / Carriage | 5% of materials |  |  |  | 44.973 | Adjust for haul distance
|  | Small Tools, Water & Sundries | 2.5% of labour + plant |  |  |  | 3.3713 | Traditional allowance
|  | PRIME COST |  |  |  |  | 1082.6565
|  | Contractor Overheads | 10% |  |  |  | 108.2656 | Editable allowance
|  | Contractor Profit | 10% |  |  |  | 119.0922 | Editable allowance
|  | RATE PER BOQ UNIT | nr |  |  |  | 1310.0144 | Excluding VAT
Note | Quantities are standard estimating constants and must be adjusted for specification, method, location and supplier quotations.
DETAILED RATE ANALYSIS — EAST AFRICAN QS FORMAT
Module / Ref | MODULE 16 | 108.04 | [5 empty] | MODULE 16¦108.04
BOQ Item | Supply and install back-office/payment and monitoring integration
Unit | item | Pricing basis | Nairobi, Kenya — Sep 2026 | Currency | USD | VAT | Excluded
No. | Code | Resource Description | Category | Qty / BOQ Unit | Resource Unit | Rate (USD) | Amount (USD) | Remarks
1 | MAT-157 | Gas meter / regulator set | Material | 1 | nr | 1418.8563 | 1418.8563 | Discipline-specific East African resource allowance
2 | MAT-158 | Gas-detection panel and sensor set | Material | 0.25 | nr | 1970.6337 | 492.6584 | Discipline-specific East African resource allowance
3 | LAB-011 | Plumber | Labour | 2 | hr | 2.3184 | 4.6368 | Discipline-specific East African resource allowance
4 | LAB-002 | General labourer | Labour | 0.5 | hr | 0.7728 | 0.3864 | Discipline-specific East African resource allowance
5 | PLT-019 | Pipe threading/fusion equipment | Plant & Tools | 0.05 | day | 61.8238 | 3.0912 | Discipline-specific East African resource allowance
6 | SUB-005 | Mechanical / HVAC installation | Subcontractor | 0.005 | item | 5795.9815 | 28.9799 | Discipline provisional allowance — verify quotation
|  | Materials Total |  |  |  |  | 1911.5147
|  | Labour Total |  |  |  |  | 5.0232
|  | Plant & Subcontract Total |  |  |  |  | 32.0711
|  | Direct Resource Cost |  |  |  |  | 1948.609
|  | Transport / Carriage | 5% of materials |  |  |  | 95.5757 | Adjust for haul distance
|  | Small Tools, Water & Sundries | 2.5% of labour + plant |  |  |  | 0.92736 | Traditional allowance
|  | PRIME COST |  |  |  |  | 2045.1121
|  | Contractor Overheads | 10% |  |  |  | 204.5112 | Editable allowance
|  | Contractor Profit | 10% |  |  |  | 224.9623 | Editable allowance
|  | RATE PER BOQ UNIT | item |  |  |  | 2474.5856 | Excluding VAT
Note | Quantities are standard estimating constants and must be adjusted for specification, method, location and supplier quotations.
DETAILED RATE ANALYSIS — EAST AFRICAN QS FORMAT
Module / Ref | MODULE 16 | 108.05 | [5 empty] | MODULE 16¦108.05
BOQ Item | Carry out testing and commissioning of EV charging
Unit | nr | Pricing basis | Nairobi, Kenya — Sep 2026 | Currency | USD | VAT | Excluded
No. | Code | Resource Description | Category | Qty / BOQ Unit | Resource Unit | Rate (USD) | Amount (USD) | Remarks
1 | MAT-157 | Gas meter / regulator set | Material | 1 | nr | 1418.8563 | 1418.8563 | Discipline-specific East African resource allowance
2 | MAT-158 | Gas-detection panel and sensor set | Material | 0.25 | nr | 1970.6337 | 492.6584 | Discipline-specific East African resource allowance
3 | LAB-011 | Plumber | Labour | 2 | hr | 2.3184 | 4.6368 | Discipline-specific East African resource allowance
4 | LAB-002 | General labourer | Labour | 0.5 | hr | 0.7728 | 0.3864 | Discipline-specific East African resource allowance
5 | PLT-019 | Pipe threading/fusion equipment | Plant & Tools | 0.05 | day | 61.8238 | 3.0912 | Discipline-specific East African resource allowance
6 | SUB-005 | Mechanical / HVAC installation | Subcontractor | 0.005 | item | 5795.9815 | 28.9799 | Discipline provisional allowance — verify quotation
|  | Materials Total |  |  |  |  | 1911.5147
|  | Labour Total |  |  |  |  | 5.0232
|  | Plant & Subcontract Total |  |  |  |  | 32.0711
|  | Direct Resource Cost |  |  |  |  | 1948.609
|  | Transport / Carriage | 5% of materials |  |  |  | 95.5757 | Adjust for haul distance
|  | Small Tools, Water & Sundries | 2.5% of labour + plant |  |  |  | 0.92736 | Traditional allowance
|  | PRIME COST |  |  |  |  | 2045.1121
|  | Contractor Overheads | 10% |  |  |  | 204.5112 | Editable allowance
|  | Contractor Profit | 10% |  |  |  | 224.9623 | Editable allowance
|  | RATE PER BOQ UNIT | nr |  |  |  | 2474.5856 | Excluding VAT
Note | Quantities are standard estimating constants and must be adjusted for specification, method, location and supplier quotations.
DETAILED RATE ANALYSIS — EAST AFRICAN QS FORMAT
Module / Ref | MODULE 16 | 109.01 | [5 empty] | MODULE 16¦109.01
BOQ Item | Supply and install compressed-air plant, pipework and outlets
Unit | m | Pricing basis | Nairobi, Kenya — Sep 2026 | Currency | USD | VAT | Excluded
No. | Code | Resource Description | Category | Qty / BOQ Unit | Resource Unit | Rate (USD) | Amount (USD) | Remarks
1 | MAT-021 | PVC pipe, 110mm | Material | 1.05 | m | 3.4486 | 3.621 | East African productivity / consumption constant
2 | MAT-002 | Ancillary fittings, supports, fixings and connection materials | Material | 0.03 | item | 40.5719 | 1.2172 | East African productivity / consumption constant
3 | LAB-011 | Plumber | Labour | 0.35 | hr | 2.3184 | 0.81144 | East African productivity / consumption constant
4 | LAB-002 | General labourer | Labour | 0.15 | hr | 0.7728 | 0.11592 | East African productivity / consumption constant
5 | PLT-019 | Pipe threading/fusion equipment | Plant & Tools | 0.03 | day | 61.8238 | 1.8547 | East African productivity / consumption constant
6 | SUB-005 | Mechanical / HVAC installation | Subcontractor | 0 | item | 5795.9815 | 0 | Verify supplier/subcontract quotation
|  | Materials Total |  |  |  |  | 4.8382
|  | Labour Total |  |  |  |  | 0.92736
|  | Plant & Subcontract Total |  |  |  |  | 1.8547
|  | Direct Resource Cost |  |  |  |  | 7.6203
|  | Transport / Carriage | 5% of materials |  |  |  | 0.24191 | Adjust for haul distance
|  | Small Tools, Water & Sundries | 2.5% of labour + plant |  |  |  | 0.069552 | Traditional allowance
|  | PRIME COST |  |  |  |  | 7.9317
|  | Contractor Overheads | 10% |  |  |  | 0.79317 | Editable allowance
|  | Contractor Profit | 10% |  |  |  | 0.87249 | Editable allowance
|  | RATE PER BOQ UNIT | m |  |  |  | 9.5974 | Excluding VAT
Note | Quantities are standard estimating constants and must be adjusted for specification, method, location and supplier quotations.
DETAILED RATE ANALYSIS — EAST AFRICAN QS FORMAT
Module / Ref | MODULE 16 | 109.02 | [5 empty] | MODULE 16¦109.02
BOQ Item | Supply and install process water, RO/DI and treatment systems
Unit | nr | Pricing basis | Nairobi, Kenya — Sep 2026 | Currency | USD | VAT | Excluded
No. | Code | Resource Description | Category | Qty / BOQ Unit | Resource Unit | Rate (USD) | Amount (USD) | Remarks
1 | MAT-157 | Gas meter / regulator set | Material | 1 | nr | 1418.8563 | 1418.8563 | Discipline-specific East African resource allowance
2 | MAT-158 | Gas-detection panel and sensor set | Material | 0.25 | nr | 1970.6337 | 492.6584 | Discipline-specific East African resource allowance
3 | LAB-011 | Plumber | Labour | 2 | hr | 2.3184 | 4.6368 | Discipline-specific East African resource allowance
4 | LAB-002 | General labourer | Labour | 0.5 | hr | 0.7728 | 0.3864 | Discipline-specific East African resource allowance
5 | PLT-019 | Pipe threading/fusion equipment | Plant & Tools | 0.05 | day | 61.8238 | 3.0912 | Discipline-specific East African resource allowance
6 | SUB-005 | Mechanical / HVAC installation | Subcontractor | 0.005 | item | 5795.9815 | 28.9799 | Discipline provisional allowance — verify quotation
|  | Materials Total |  |  |  |  | 1911.5147
|  | Labour Total |  |  |  |  | 5.0232
|  | Plant & Subcontract Total |  |  |  |  | 32.0711
|  | Direct Resource Cost |  |  |  |  | 1948.609
|  | Transport / Carriage | 5% of materials |  |  |  | 95.5757 | Adjust for haul distance
|  | Small Tools, Water & Sundries | 2.5% of labour + plant |  |  |  | 0.92736 | Traditional allowance
|  | PRIME COST |  |  |  |  | 2045.1121
|  | Contractor Overheads | 10% |  |  |  | 204.5112 | Editable allowance
|  | Contractor Profit | 10% |  |  |  | 224.9623 | Editable allowance
|  | RATE PER BOQ UNIT | nr |  |  |  | 2474.5856 | Excluding VAT
Note | Quantities are standard estimating constants and must be adjusted for specification, method, location and supplier quotations.
DETAILED RATE ANALYSIS — EAST AFRICAN QS FORMAT
Module / Ref | MODULE 16 | 109.03 | [5 empty] | MODULE 16¦109.03
BOQ Item | Supply and install fuel-oil storage, pipework and dispensing
Unit | nr | Pricing basis | Nairobi, Kenya — Sep 2026 | Currency | USD | VAT | Excluded
No. | Code | Resource Description | Category | Qty / BOQ Unit | Resource Unit | Rate (USD) | Amount (USD) | Remarks
1 | MAT-157 | Gas meter / regulator set | Material | 1 | nr | 1418.8563 | 1418.8563 | Discipline-specific East African resource allowance
2 | MAT-158 | Gas-detection panel and sensor set | Material | 0.25 | nr | 1970.6337 | 492.6584 | Discipline-specific East African resource allowance
3 | LAB-011 | Plumber | Labour | 2 | hr | 2.3184 | 4.6368 | Discipline-specific East African resource allowance
4 | LAB-002 | General labourer | Labour | 0.5 | hr | 0.7728 | 0.3864 | Discipline-specific East African resource allowance
5 | PLT-019 | Pipe threading/fusion equipment | Plant & Tools | 0.05 | day | 61.8238 | 3.0912 | Discipline-specific East African resource allowance
6 | SUB-005 | Mechanical / HVAC installation | Subcontractor | 0.005 | item | 5795.9815 | 28.9799 | Discipline provisional allowance — verify quotation
|  | Materials Total |  |  |  |  | 1911.5147
|  | Labour Total |  |  |  |  | 5.0232
|  | Plant & Subcontract Total |  |  |  |  | 32.0711
|  | Direct Resource Cost |  |  |  |  | 1948.609
|  | Transport / Carriage | 5% of materials |  |  |  | 95.5757 | Adjust for haul distance
|  | Small Tools, Water & Sundries | 2.5% of labour + plant |  |  |  | 0.92736 | Traditional allowance
|  | PRIME COST |  |  |  |  | 2045.1121
|  | Contractor Overheads | 10% |  |  |  | 204.5112 | Editable allowance
|  | Contractor Profit | 10% |  |  |  | 224.9623 | Editable allowance
|  | RATE PER BOQ UNIT | nr |  |  |  | 2474.5856 | Excluding VAT
Note | Quantities are standard estimating constants and must be adjusted for specification, method, location and supplier quotations.
DETAILED RATE ANALYSIS — EAST AFRICAN QS FORMAT
Module / Ref | MODULE 16 | 109.04 | [5 empty] | MODULE 16¦109.04
BOQ Item | Supply and install dust/fume extraction and LEV systems
Unit | nr | Pricing basis | Nairobi, Kenya — Sep 2026 | Currency | USD | VAT | Excluded
No. | Code | Resource Description | Category | Qty / BOQ Unit | Resource Unit | Rate (USD) | Amount (USD) | Remarks
1 | MAT-157 | Gas meter / regulator set | Material | 1 | nr | 1418.8563 | 1418.8563 | Discipline-specific East African resource allowance
2 | MAT-158 | Gas-detection panel and sensor set | Material | 0.25 | nr | 1970.6337 | 492.6584 | Discipline-specific East African resource allowance
3 | LAB-011 | Plumber | Labour | 2 | hr | 2.3184 | 4.6368 | Discipline-specific East African resource allowance
4 | LAB-002 | General labourer | Labour | 0.5 | hr | 0.7728 | 0.3864 | Discipline-specific East African resource allowance
5 | PLT-019 | Pipe threading/fusion equipment | Plant & Tools | 0.05 | day | 61.8238 | 3.0912 | Discipline-specific East African resource allowance
6 | SUB-005 | Mechanical / HVAC installation | Subcontractor | 0.005 | item | 5795.9815 | 28.9799 | Discipline provisional allowance — verify quotation
|  | Materials Total |  |  |  |  | 1911.5147
|  | Labour Total |  |  |  |  | 5.0232
|  | Plant & Subcontract Total |  |  |  |  | 32.0711
|  | Direct Resource Cost |  |  |  |  | 1948.609
|  | Transport / Carriage | 5% of materials |  |  |  | 95.5757 | Adjust for haul distance
|  | Small Tools, Water & Sundries | 2.5% of labour + plant |  |  |  | 0.92736 | Traditional allowance
|  | PRIME COST |  |  |  |  | 2045.1121
|  | Contractor Overheads | 10% |  |  |  | 204.5112 | Editable allowance
|  | Contractor Profit | 10% |  |  |  | 224.9623 | Editable allowance
|  | RATE PER BOQ UNIT | nr |  |  |  | 2474.5856 | Excluding VAT
Note | Quantities are standard estimating constants and must be adjusted for specification, method, location and supplier quotations.
DETAILED RATE ANALYSIS — EAST AFRICAN QS FORMAT
Module / Ref | MODULE 16 | 109.05 | [5 empty] | MODULE 16¦109.05
BOQ Item | Carry out commissioning and validation of specialist services
Unit | nr | Pricing basis | Nairobi, Kenya — Sep 2026 | Currency | USD | VAT | Excluded
No. | Code | Resource Description | Category | Qty / BOQ Unit | Resource Unit | Rate (USD) | Amount (USD) | Remarks
1 | MAT-157 | Gas meter / regulator set | Material | 1 | nr | 1418.8563 | 1418.8563 | Discipline-specific East African resource allowance
2 | MAT-158 | Gas-detection panel and sensor set | Material | 0.25 | nr | 1970.6337 | 492.6584 | Discipline-specific East African resource allowance
3 | LAB-011 | Plumber | Labour | 2 | hr | 2.3184 | 4.6368 | Discipline-specific East African resource allowance
4 | LAB-002 | General labourer | Labour | 0.5 | hr | 0.7728 | 0.3864 | Discipline-specific East African resource allowance
5 | PLT-019 | Pipe threading/fusion equipment | Plant & Tools | 0.05 | day | 61.8238 | 3.0912 | Discipline-specific East African resource allowance
6 | SUB-005 | Mechanical / HVAC installation | Subcontractor | 0.005 | item | 5795.9815 | 28.9799 | Discipline provisional allowance — verify quotation
|  | Materials Total |  |  |  |  | 1911.5147
|  | Labour Total |  |  |  |  | 5.0232
|  | Plant & Subcontract Total |  |  |  |  | 32.0711
|  | Direct Resource Cost |  |  |  |  | 1948.609
|  | Transport / Carriage | 5% of materials |  |  |  | 95.5757 | Adjust for haul distance
|  | Small Tools, Water & Sundries | 2.5% of labour + plant |  |  |  | 0.92736 | Traditional allowance
|  | PRIME COST |  |  |  |  | 2045.1121
|  | Contractor Overheads | 10% |  |  |  | 204.5112 | Editable allowance
|  | Contractor Profit | 10% |  |  |  | 224.9623 | Editable allowance
|  | RATE PER BOQ UNIT | nr |  |  |  | 2474.5856 | Excluding VAT
Note | Quantities are standard estimating constants and must be adjusted for specification, method, location and supplier quotations.
DETAILED RATE ANALYSIS — EAST AFRICAN QS FORMAT
Module / Ref | MODULE 17 | 110.01 | [5 empty] | MODULE 17¦110.01
BOQ Item | Prepare surfaces and apply paint finishes to walls
Unit | m² | Pricing basis | Nairobi, Kenya — Sep 2026 | Currency | USD | VAT | Excluded
No. | Code | Resource Description | Category | Qty / BOQ Unit | Resource Unit | Rate (USD) | Amount (USD) | Remarks
1 | MAT-018 | Emulsion paint | Material | 0.22 | litre | 5.2743 | 1.1604 | East African productivity / consumption constant
2 | MAT-002 | Ancillary fittings, supports, fixings and connection materials | Material | 0.015 | item | 40.5719 | 0.60858 | East African productivity / consumption constant
3 | LAB-009 | Painter & decorator | Labour | 0.4 | hr | 1.3524 | 0.54096 | East African productivity / consumption constant
4 | LAB-002 | General labourer | Labour | 0.1 | hr | 0.7728 | 0.07728 | East African productivity / consumption constant
5 | PLT-016 | Small tools & consumables (allowance) | Plant & Tools | 0.05 | hr | 0.5796 | 0.02898 | East African productivity / consumption constant
6 | SUB-001 | Testing / commissioning allowance | Subcontractor | 0 | item | 193.1994 | 0 | Verify supplier/subcontract quotation
|  | Materials Total |  |  |  |  | 1.7689
|  | Labour Total |  |  |  |  | 0.61824
|  | Plant & Subcontract Total |  |  |  |  | 0.02898
|  | Direct Resource Cost |  |  |  |  | 2.4162
|  | Transport / Carriage | 5% of materials |  |  |  | 0.088447 | Adjust for haul distance
|  | Small Tools, Water & Sundries | 2.5% of labour + plant |  |  |  | 0.01618 | Traditional allowance
|  | PRIME COST |  |  |  |  | 2.5208
|  | Contractor Overheads | 10% |  |  |  | 0.25208 | Editable allowance
|  | Contractor Profit | 10% |  |  |  | 0.27729 | Editable allowance
|  | RATE PER BOQ UNIT | m² |  |  |  | 3.0501 | Excluding VAT
Note | Quantities are standard estimating constants and must be adjusted for specification, method, location and supplier quotations.
DETAILED RATE ANALYSIS — EAST AFRICAN QS FORMAT
Module / Ref | MODULE 17 | 110.02 | [5 empty] | MODULE 17¦110.02
BOQ Item | Prepare and apply paint/decorative finishes to ceilings
Unit | m² | Pricing basis | Nairobi, Kenya — Sep 2026 | Currency | USD | VAT | Excluded
No. | Code | Resource Description | Category | Qty / BOQ Unit | Resource Unit | Rate (USD) | Amount (USD) | Remarks
1 | MAT-018 | Emulsion paint | Material | 0.22 | litre | 5.2743 | 1.1604 | East African productivity / consumption constant
2 | MAT-002 | Ancillary fittings, supports, fixings and connection materials | Material | 0.015 | item | 40.5719 | 0.60858 | East African productivity / consumption constant
3 | LAB-009 | Painter & decorator | Labour | 0.4 | hr | 1.3524 | 0.54096 | East African productivity / consumption constant
4 | LAB-002 | General labourer | Labour | 0.1 | hr | 0.7728 | 0.07728 | East African productivity / consumption constant
5 | PLT-016 | Small tools & consumables (allowance) | Plant & Tools | 0.05 | hr | 0.5796 | 0.02898 | East African productivity / consumption constant
6 | SUB-001 | Testing / commissioning allowance | Subcontractor | 0 | item | 193.1994 | 0 | Verify supplier/subcontract quotation
|  | Materials Total |  |  |  |  | 1.7689
|  | Labour Total |  |  |  |  | 0.61824
|  | Plant & Subcontract Total |  |  |  |  | 0.02898
|  | Direct Resource Cost |  |  |  |  | 2.4162
|  | Transport / Carriage | 5% of materials |  |  |  | 0.088447 | Adjust for haul distance
|  | Small Tools, Water & Sundries | 2.5% of labour + plant |  |  |  | 0.01618 | Traditional allowance
|  | PRIME COST |  |  |  |  | 2.5208
|  | Contractor Overheads | 10% |  |  |  | 0.25208 | Editable allowance
|  | Contractor Profit | 10% |  |  |  | 0.27729 | Editable allowance
|  | RATE PER BOQ UNIT | m² |  |  |  | 3.0501 | Excluding VAT
Note | Quantities are standard estimating constants and must be adjusted for specification, method, location and supplier quotations.
DETAILED RATE ANALYSIS — EAST AFRICAN QS FORMAT
Module / Ref | MODULE 17 | 110.03 | [5 empty] | MODULE 17¦110.03
BOQ Item | Prepare and apply finishes to joinery, doors and trim
Unit | m² | Pricing basis | Nairobi, Kenya — Sep 2026 | Currency | USD | VAT | Excluded
No. | Code | Resource Description | Category | Qty / BOQ Unit | Resource Unit | Rate (USD) | Amount (USD) | Remarks
1 | MAT-097 | Fitted joinery / casework | Material | 1 | m | 202.8594 | 202.8594 | East African productivity / consumption constant
2 | MAT-027 | Ironmongery set | Material | 1 | nr | 68.9722 | 68.9722 | East African productivity / consumption constant
3 | LAB-005 | Carpenter / joiner | Labour | 8 | hr | 1.7388 | 13.9104 | East African productivity / consumption constant
4 | LAB-002 | General labourer | Labour | 2 | hr | 0.7728 | 1.5456 | East African productivity / consumption constant
5 | PLT-016 | Small tools & consumables (allowance) | Plant & Tools | 0.2 | hr | 0.5796 | 0.11592 | East African productivity / consumption constant
6 | SUB-017 | Specialist joinery installation | Subcontractor | 0.01 | item | 1391.0355 | 13.9104 | Verify supplier/subcontract quotation
|  | Materials Total |  |  |  |  | 271.8315
|  | Labour Total |  |  |  |  | 15.456
|  | Plant & Subcontract Total |  |  |  |  | 14.0263
|  | Direct Resource Cost |  |  |  |  | 301.3138
|  | Transport / Carriage | 5% of materials |  |  |  | 13.5916 | Adjust for haul distance
|  | Small Tools, Water & Sundries | 2.5% of labour + plant |  |  |  | 0.73706 | Traditional allowance
|  | PRIME COST |  |  |  |  | 315.6424
|  | Contractor Overheads | 10% |  |  |  | 31.5642 | Editable allowance
|  | Contractor Profit | 10% |  |  |  | 34.7207 | Editable allowance
|  | RATE PER BOQ UNIT | m² |  |  |  | 381.9273 | Excluding VAT
Note | Quantities are standard estimating constants and must be adjusted for specification, method, location and supplier quotations.
DETAILED RATE ANALYSIS — EAST AFRICAN QS FORMAT
Module / Ref | MODULE 17 | 110.04 | [5 empty] | MODULE 17¦110.04
BOQ Item | Apply specialist decorative and textured coatings
Unit | m² | Pricing basis | Nairobi, Kenya — Sep 2026 | Currency | USD | VAT | Excluded
No. | Code | Resource Description | Category | Qty / BOQ Unit | Resource Unit | Rate (USD) | Amount (USD) | Remarks
1 | MAT-018 | Emulsion paint | Material | 0.22 | litre | 5.2743 | 1.1604 | East African productivity / consumption constant
2 | MAT-002 | Ancillary fittings, supports, fixings and connection materials | Material | 0.015 | item | 40.5719 | 0.60858 | East African productivity / consumption constant
3 | LAB-009 | Painter & decorator | Labour | 0.4 | hr | 1.3524 | 0.54096 | East African productivity / consumption constant
4 | LAB-002 | General labourer | Labour | 0.1 | hr | 0.7728 | 0.07728 | East African productivity / consumption constant
5 | PLT-016 | Small tools & consumables (allowance) | Plant & Tools | 0.05 | hr | 0.5796 | 0.02898 | East African productivity / consumption constant
6 | SUB-001 | Testing / commissioning allowance | Subcontractor | 0 | item | 193.1994 | 0 | Verify supplier/subcontract quotation
|  | Materials Total |  |  |  |  | 1.7689
|  | Labour Total |  |  |  |  | 0.61824
|  | Plant & Subcontract Total |  |  |  |  | 0.02898
|  | Direct Resource Cost |  |  |  |  | 2.4162
|  | Transport / Carriage | 5% of materials |  |  |  | 0.088447 | Adjust for haul distance
|  | Small Tools, Water & Sundries | 2.5% of labour + plant |  |  |  | 0.01618 | Traditional allowance
|  | PRIME COST |  |  |  |  | 2.5208
|  | Contractor Overheads | 10% |  |  |  | 0.25208 | Editable allowance
|  | Contractor Profit | 10% |  |  |  | 0.27729 | Editable allowance
|  | RATE PER BOQ UNIT | m² |  |  |  | 3.0501 | Excluding VAT
Note | Quantities are standard estimating constants and must be adjusted for specification, method, location and supplier quotations.
DETAILED RATE ANALYSIS — EAST AFRICAN QS FORMAT
Module / Ref | MODULE 17 | 110.05 | [5 empty] | MODULE 17¦110.05
BOQ Item | Apply protective and anti-graffiti coatings
Unit | m² | Pricing basis | Nairobi, Kenya — Sep 2026 | Currency | USD | VAT | Excluded
No. | Code | Resource Description | Category | Qty / BOQ Unit | Resource Unit | Rate (USD) | Amount (USD) | Remarks
1 | MAT-018 | Emulsion paint | Material | 0.22 | litre | 5.2743 | 1.1604 | East African productivity / consumption constant
2 | MAT-002 | Ancillary fittings, supports, fixings and connection materials | Material | 0.015 | item | 40.5719 | 0.60858 | East African productivity / consumption constant
3 | LAB-009 | Painter & decorator | Labour | 0.4 | hr | 1.3524 | 0.54096 | East African productivity / consumption constant
4 | LAB-002 | General labourer | Labour | 0.1 | hr | 0.7728 | 0.07728 | East African productivity / consumption constant
5 | PLT-016 | Small tools & consumables (allowance) | Plant & Tools | 0.05 | hr | 0.5796 | 0.02898 | East African productivity / consumption constant
6 | SUB-001 | Testing / commissioning allowance | Subcontractor | 0 | item | 193.1994 | 0 | Verify supplier/subcontract quotation
|  | Materials Total |  |  |  |  | 1.7689
|  | Labour Total |  |  |  |  | 0.61824
|  | Plant & Subcontract Total |  |  |  |  | 0.02898
|  | Direct Resource Cost |  |  |  |  | 2.4162
|  | Transport / Carriage | 5% of materials |  |  |  | 0.088447 | Adjust for haul distance
|  | Small Tools, Water & Sundries | 2.5% of labour + plant |  |  |  | 0.01618 | Traditional allowance
|  | PRIME COST |  |  |  |  | 2.5208
|  | Contractor Overheads | 10% |  |  |  | 0.25208 | Editable allowance
|  | Contractor Profit | 10% |  |  |  | 0.27729 | Editable allowance
|  | RATE PER BOQ UNIT | m² |  |  |  | 3.0501 | Excluding VAT
Note | Quantities are standard estimating constants and must be adjusted for specification, method, location and supplier quotations.
DETAILED RATE ANALYSIS — EAST AFRICAN QS FORMAT
Module / Ref | MODULE 17 | 111.01 | [5 empty] | MODULE 17¦111.01
BOQ Item | Supply and install wallpaper and wall coverings
Unit | m² | Pricing basis | Nairobi, Kenya — Sep 2026 | Currency | USD | VAT | Excluded
No. | Code | Resource Description | Category | Qty / BOQ Unit | Resource Unit | Rate (USD) | Amount (USD) | Remarks
1 | MAT-042 | Wallpaper / wall covering | Material | 1.1 | m² | 15.3014 | 16.8315 | East African productivity / consumption constant
2 | MAT-002 | Ancillary fittings, supports, fixings and connection materials | Material | 0.03 | item | 40.5719 | 1.2172 | East African productivity / consumption constant
3 | LAB-009 | Painter & decorator | Labour | 0.4 | hr | 1.3524 | 0.54096 | East African productivity / consumption constant
4 | LAB-002 | General labourer | Labour | 0.1 | hr | 0.7728 | 0.07728 | East African productivity / consumption constant
5 | PLT-016 | Small tools & consumables (allowance) | Plant & Tools | 0.03 | hr | 0.5796 | 0.017388 | East African productivity / consumption constant
6 | SUB-019 | Interior styling and decoration | Subcontractor | 0.01 | item | 1931.9938 | 19.3199 | Verify supplier/subcontract quotation
|  | Materials Total |  |  |  |  | 18.0487
|  | Labour Total |  |  |  |  | 0.61824
|  | Plant & Subcontract Total |  |  |  |  | 19.3373
|  | Direct Resource Cost |  |  |  |  | 38.0043
|  | Transport / Carriage | 5% of materials |  |  |  | 0.90243 | Adjust for haul distance
|  | Small Tools, Water & Sundries | 2.5% of labour + plant |  |  |  | 0.49889 | Traditional allowance
|  | PRIME COST |  |  |  |  | 39.4056
|  | Contractor Overheads | 10% |  |  |  | 3.9406 | Editable allowance
|  | Contractor Profit | 10% |  |  |  | 4.3346 | Editable allowance
|  | RATE PER BOQ UNIT | m² |  |  |  | 47.6807 | Excluding VAT
Note | Quantities are standard estimating constants and must be adjusted for specification, method, location and supplier quotations.
DETAILED RATE ANALYSIS — EAST AFRICAN QS FORMAT
Module / Ref | MODULE 17 | 111.02 | [5 empty] | MODULE 17¦111.02
BOQ Item | Supply and install decorative wall panelling and feature walls
Unit | m² | Pricing basis | Nairobi, Kenya — Sep 2026 | Currency | USD | VAT | Excluded
No. | Code | Resource Description | Category | Qty / BOQ Unit | Resource Unit | Rate (USD) | Amount (USD) | Remarks
1 | MAT-018 | Emulsion paint | Material | 0.22 | litre | 5.2743 | 1.1604 | East African productivity / consumption constant
2 | MAT-002 | Ancillary fittings, supports, fixings and connection materials | Material | 0.015 | item | 40.5719 | 0.60858 | East African productivity / consumption constant
3 | LAB-009 | Painter & decorator | Labour | 0.4 | hr | 1.3524 | 0.54096 | East African productivity / consumption constant
4 | LAB-002 | General labourer | Labour | 0.1 | hr | 0.7728 | 0.07728 | East African productivity / consumption constant
5 | PLT-016 | Small tools & consumables (allowance) | Plant & Tools | 0.05 | hr | 0.5796 | 0.02898 | East African productivity / consumption constant
6 | SUB-001 | Testing / commissioning allowance | Subcontractor | 0 | item | 193.1994 | 0 | Verify supplier/subcontract quotation
|  | Materials Total |  |  |  |  | 1.7689
|  | Labour Total |  |  |  |  | 0.61824
|  | Plant & Subcontract Total |  |  |  |  | 0.02898
|  | Direct Resource Cost |  |  |  |  | 2.4162
|  | Transport / Carriage | 5% of materials |  |  |  | 0.088447 | Adjust for haul distance
|  | Small Tools, Water & Sundries | 2.5% of labour + plant |  |  |  | 0.01618 | Traditional allowance
|  | PRIME COST |  |  |  |  | 2.5208
|  | Contractor Overheads | 10% |  |  |  | 0.25208 | Editable allowance
|  | Contractor Profit | 10% |  |  |  | 0.27729 | Editable allowance
|  | RATE PER BOQ UNIT | m² |  |  |  | 3.0501 | Excluding VAT
Note | Quantities are standard estimating constants and must be adjusted for specification, method, location and supplier quotations.
DETAILED RATE ANALYSIS — EAST AFRICAN QS FORMAT
Module / Ref | MODULE 17 | 111.03 | [5 empty] | MODULE 17¦111.03
BOQ Item | Supply and install acoustic decorative wall/ceiling treatments
Unit | m² | Pricing basis | Nairobi, Kenya — Sep 2026 | Currency | USD | VAT | Excluded
No. | Code | Resource Description | Category | Qty / BOQ Unit | Resource Unit | Rate (USD) | Amount (USD) | Remarks
1 | MAT-043 | Acoustic wall/ceiling panel | Material | 1.05 | m² | 52.7434 | 55.3806 | East African productivity / consumption constant
2 | MAT-002 | Ancillary fittings, supports, fixings and connection materials | Material | 0.05 | item | 40.5719 | 2.0286 | East African productivity / consumption constant
3 | LAB-025 | Ceiling/partition fixer | Labour | 0.6 | hr | 2.1252 | 1.2751 | East African productivity / consumption constant
4 | LAB-002 | General labourer | Labour | 0.2 | hr | 0.7728 | 0.15456 | East African productivity / consumption constant
5 | PLT-020 | Scissor lift / MEWP | Plant & Tools | 0.01 | day | 154.5595 | 1.5456 | East African productivity / consumption constant
6 | SUB-015 | AV/PA installation and commissioning | Subcontractor | 0.01 | item | 3091.1901 | 30.9119 | Verify supplier/subcontract quotation
|  | Materials Total |  |  |  |  | 57.4092
|  | Labour Total |  |  |  |  | 1.4297
|  | Plant & Subcontract Total |  |  |  |  | 32.4575
|  | Direct Resource Cost |  |  |  |  | 91.2964
|  | Transport / Carriage | 5% of materials |  |  |  | 2.8705 | Adjust for haul distance
|  | Small Tools, Water & Sundries | 2.5% of labour + plant |  |  |  | 0.84718 | Traditional allowance
|  | PRIME COST |  |  |  |  | 95.014
|  | Contractor Overheads | 10% |  |  |  | 9.5014 | Editable allowance
|  | Contractor Profit | 10% |  |  |  | 10.4515 | Editable allowance
|  | RATE PER BOQ UNIT | m² |  |  |  | 114.9669 | Excluding VAT
Note | Quantities are standard estimating constants and must be adjusted for specification, method, location and supplier quotations.
DETAILED RATE ANALYSIS — EAST AFRICAN QS FORMAT
Module / Ref | MODULE 17 | 111.04 | [5 empty] | MODULE 17¦111.04
BOQ Item | Supply and install mirrors, decorative glass and splashbacks
Unit | m² | Pricing basis | Nairobi, Kenya — Sep 2026 | Currency | USD | VAT | Excluded
No. | Code | Resource Description | Category | Qty / BOQ Unit | Resource Unit | Rate (USD) | Amount (USD) | Remarks
1 | MAT-044 | Mirror / decorative glass | Material | 1.05 | m² | 73.0294 | 76.6808 | East African productivity / consumption constant
2 | MAT-002 | Ancillary fittings, supports, fixings and connection materials | Material | 0.04 | item | 40.5719 | 1.6229 | East African productivity / consumption constant
3 | LAB-013 | Glazier | Labour | 0.5 | hr | 1.932 | 0.966 | East African productivity / consumption constant
4 | LAB-002 | General labourer | Labour | 0.2 | hr | 0.7728 | 0.15456 | East African productivity / consumption constant
5 | PLT-016 | Small tools & consumables (allowance) | Plant & Tools | 0.05 | hr | 0.5796 | 0.02898 | East African productivity / consumption constant
6 | SUB-001 | Testing / commissioning allowance | Subcontractor | 0 | item | 193.1994 | 0 | Verify supplier/subcontract quotation
|  | Materials Total |  |  |  |  | 78.3037
|  | Labour Total |  |  |  |  | 1.1206
|  | Plant & Subcontract Total |  |  |  |  | 0.02898
|  | Direct Resource Cost |  |  |  |  | 79.4532
|  | Transport / Carriage | 5% of materials |  |  |  | 3.9152 | Adjust for haul distance
|  | Small Tools, Water & Sundries | 2.5% of labour + plant |  |  |  | 0.028738 | Traditional allowance
|  | PRIME COST |  |  |  |  | 83.3972
|  | Contractor Overheads | 10% |  |  |  | 8.3397 | Editable allowance
|  | Contractor Profit | 10% |  |  |  | 9.1737 | Editable allowance
|  | RATE PER BOQ UNIT | m² |  |  |  | 100.9106 | Excluding VAT
Note | Quantities are standard estimating constants and must be adjusted for specification, method, location and supplier quotations.
DETAILED RATE ANALYSIS — EAST AFRICAN QS FORMAT
Module / Ref | MODULE 17 | 111.05 | [5 empty] | MODULE 17¦111.05
BOQ Item | Supply and install cornices, mouldings and decorative trims
Unit | m | Pricing basis | Nairobi, Kenya — Sep 2026 | Currency | USD | VAT | Excluded
No. | Code | Resource Description | Category | Qty / BOQ Unit | Resource Unit | Rate (USD) | Amount (USD) | Remarks
1 | MAT-002 | Ancillary fittings, supports, fixings and connection materials | Material | 0.05 | item | 40.5719 | 2.0286 | East African productivity / consumption constant
2 | MAT-001 | Specified item / equipment (compliance / BIM item) | Material | 0.01 | item | 405.7187 | 4.0572 | Verify supplier/subcontract quotation
3 | LAB-003 | Skilled labourer | Labour | 0.25 | hr | 1.1592 | 0.2898 | East African productivity / consumption constant
4 | LAB-002 | General labourer | Labour | 0.12 | hr | 0.7728 | 0.092736 | East African productivity / consumption constant
5 | PLT-016 | Small tools & consumables (allowance) | Plant & Tools | 0.05 | hr | 0.5796 | 0.02898 | East African productivity / consumption constant
6 | SUB-001 | Testing / commissioning allowance | Subcontractor | 0 | item | 193.1994 | 0 | Verify supplier/subcontract quotation
|  | Materials Total |  |  |  |  | 6.0858
|  | Labour Total |  |  |  |  | 0.38253
|  | Plant & Subcontract Total |  |  |  |  | 0.02898
|  | Direct Resource Cost |  |  |  |  | 6.4973
|  | Transport / Carriage | 5% of materials |  |  |  | 0.30429 | Adjust for haul distance
|  | Small Tools, Water & Sundries | 2.5% of labour + plant |  |  |  | 0.010288 | Traditional allowance
|  | PRIME COST |  |  |  |  | 6.8119
|  | Contractor Overheads | 10% |  |  |  | 0.68119 | Editable allowance
|  | Contractor Profit | 10% |  |  |  | 0.74931 | Editable allowance
|  | RATE PER BOQ UNIT | m |  |  |  | 8.2424 | Excluding VAT
Note | Quantities are standard estimating constants and must be adjusted for specification, method, location and supplier quotations.
DETAILED RATE ANALYSIS — EAST AFRICAN QS FORMAT
Module / Ref | MODULE 17 | 112.01 | [5 empty] | MODULE 17¦112.01
BOQ Item | Supply and install curtains, blinds and window treatments
Unit | nr | Pricing basis | Nairobi, Kenya — Sep 2026 | Currency | USD | VAT | Excluded
No. | Code | Resource Description | Category | Qty / BOQ Unit | Resource Unit | Rate (USD) | Amount (USD) | Remarks
1 | MAT-034 | Powder-coated aluminium window | Material | 1.5 | m² | 121.7156 | 182.5734 | East African productivity / consumption constant
2 | MAT-027 | Ironmongery set | Material | 1 | nr | 68.9722 | 68.9722 | East African productivity / consumption constant
3 | LAB-013 | Glazier | Labour | 3 | hr | 1.932 | 5.796 | East African productivity / consumption constant
4 | LAB-002 | General labourer | Labour | 1 | hr | 0.7728 | 0.7728 | East African productivity / consumption constant
5 | PLT-016 | Small tools & consumables (allowance) | Plant & Tools | 0.2 | hr | 0.5796 | 0.11592 | East African productivity / consumption constant
6 | SUB-001 | Testing / commissioning allowance | Subcontractor | 0 | item | 193.1994 | 0 | Verify supplier/subcontract quotation
|  | Materials Total |  |  |  |  | 251.5456
|  | Labour Total |  |  |  |  | 6.5688
|  | Plant & Subcontract Total |  |  |  |  | 0.11592
|  | Direct Resource Cost |  |  |  |  | 258.2303
|  | Transport / Carriage | 5% of materials |  |  |  | 12.5773 | Adjust for haul distance
|  | Small Tools, Water & Sundries | 2.5% of labour + plant |  |  |  | 0.16712 | Traditional allowance
|  | PRIME COST |  |  |  |  | 270.9747
|  | Contractor Overheads | 10% |  |  |  | 27.0975 | Editable allowance
|  | Contractor Profit | 10% |  |  |  | 29.8072 | Editable allowance
|  | RATE PER BOQ UNIT | nr |  |  |  | 327.8794 | Excluding VAT
Note | Quantities are standard estimating constants and must be adjusted for specification, method, location and supplier quotations.
DETAILED RATE ANALYSIS — EAST AFRICAN QS FORMAT
Module / Ref | MODULE 17 | 112.02 | [5 empty] | MODULE 17¦112.02
BOQ Item | Supply and install upholstery and soft seating
Unit | nr | Pricing basis | Nairobi, Kenya — Sep 2026 | Currency | USD | VAT | Excluded
No. | Code | Resource Description | Category | Qty / BOQ Unit | Resource Unit | Rate (USD) | Amount (USD) | Remarks
1 | MAT-100 | Loose furniture item | Material | 1 | nr | 278.5935 | 278.5935 | East African productivity / consumption constant
2 | MAT-002 | Ancillary fittings, supports, fixings and connection materials | Material | 0.1 | item | 40.5719 | 4.0572 | East African productivity / consumption constant
3 | LAB-005 | Carpenter / joiner | Labour | 1 | hr | 1.7388 | 1.7388 | East African productivity / consumption constant
4 | LAB-002 | General labourer | Labour | 0.5 | hr | 0.7728 | 0.3864 | East African productivity / consumption constant
5 | PLT-016 | Small tools & consumables (allowance) | Plant & Tools | 0.05 | hr | 0.5796 | 0.02898 | East African productivity / consumption constant
6 | SUB-017 | Specialist joinery installation | Subcontractor | 0.01 | item | 1391.0355 | 13.9104 | Verify supplier/subcontract quotation
|  | Materials Total |  |  |  |  | 282.6507
|  | Labour Total |  |  |  |  | 2.1252
|  | Plant & Subcontract Total |  |  |  |  | 13.9393
|  | Direct Resource Cost |  |  |  |  | 298.7152
|  | Transport / Carriage | 5% of materials |  |  |  | 14.1325 | Adjust for haul distance
|  | Small Tools, Water & Sundries | 2.5% of labour + plant |  |  |  | 0.40161 | Traditional allowance
|  | PRIME COST |  |  |  |  | 313.2494
|  | Contractor Overheads | 10% |  |  |  | 31.3249 | Editable allowance
|  | Contractor Profit | 10% |  |  |  | 34.4574 | Editable allowance
|  | RATE PER BOQ UNIT | nr |  |  |  | 379.0317 | Excluding VAT
Note | Quantities are standard estimating constants and must be adjusted for specification, method, location and supplier quotations.
DETAILED RATE ANALYSIS — EAST AFRICAN QS FORMAT
Module / Ref | MODULE 17 | 112.03 | [5 empty] | MODULE 17¦112.03
BOQ Item | Supply and install rugs, carpets and decorative floor finishes
Unit | m² | Pricing basis | Nairobi, Kenya — Sep 2026 | Currency | USD | VAT | Excluded
No. | Code | Resource Description | Category | Qty / BOQ Unit | Resource Unit | Rate (USD) | Amount (USD) | Remarks
1 | MAT-041 | Carpet floor finish | Material | 1.08 | m² | 29.2117 | 31.5487 | East African productivity / consumption constant
2 | MAT-002 | Ancillary fittings, supports, fixings and connection materials | Material | 0.03 | item | 40.5719 | 1.2172 | East African productivity / consumption constant
3 | LAB-024 | Floor layer | Labour | 0.35 | hr | 1.932 | 0.6762 | East African productivity / consumption constant
4 | LAB-002 | General labourer | Labour | 0.1 | hr | 0.7728 | 0.07728 | East African productivity / consumption constant
5 | PLT-016 | Small tools & consumables (allowance) | Plant & Tools | 0.03 | hr | 0.5796 | 0.017388 | East African productivity / consumption constant
6 | SUB-001 | Testing / commissioning allowance | Subcontractor | 0 | item | 193.1994 | 0 | Verify supplier/subcontract quotation
|  | Materials Total |  |  |  |  | 32.7658
|  | Labour Total |  |  |  |  | 0.75348
|  | Plant & Subcontract Total |  |  |  |  | 0.017388
|  | Direct Resource Cost |  |  |  |  | 33.5367
|  | Transport / Carriage | 5% of materials |  |  |  | 1.6383 | Adjust for haul distance
|  | Small Tools, Water & Sundries | 2.5% of labour + plant |  |  |  | 0.019272 | Traditional allowance
|  | PRIME COST |  |  |  |  | 35.1943
|  | Contractor Overheads | 10% |  |  |  | 3.5194 | Editable allowance
|  | Contractor Profit | 10% |  |  |  | 3.8714 | Editable allowance
|  | RATE PER BOQ UNIT | m² |  |  |  | 42.5851 | Excluding VAT
Note | Quantities are standard estimating constants and must be adjusted for specification, method, location and supplier quotations.
DETAILED RATE ANALYSIS — EAST AFRICAN QS FORMAT
Module / Ref | MODULE 17 | 112.04 | [5 empty] | MODULE 17¦112.04
BOQ Item | Supply and install cushions, throws and soft accessories
Unit | nr | Pricing basis | Nairobi, Kenya — Sep 2026 | Currency | USD | VAT | Excluded
No. | Code | Resource Description | Category | Qty / BOQ Unit | Resource Unit | Rate (USD) | Amount (USD) | Remarks
1 | MAT-101 | Artwork / decorative accessory | Material | 1 | nr | 159.1963 | 159.1963 | East African productivity / consumption constant
2 | MAT-002 | Ancillary fittings, supports, fixings and connection materials | Material | 0.05 | item | 40.5719 | 2.0286 | East African productivity / consumption constant
3 | LAB-009 | Painter & decorator | Labour | 1 | hr | 1.3524 | 1.3524 | East African productivity / consumption constant
4 | LAB-002 | General labourer | Labour | 0.5 | hr | 0.7728 | 0.3864 | East African productivity / consumption constant
5 | PLT-016 | Small tools & consumables (allowance) | Plant & Tools | 0.05 | hr | 0.5796 | 0.02898 | East African productivity / consumption constant
6 | SUB-019 | Interior styling and decoration | Subcontractor | 0.02 | item | 1931.9938 | 38.6399 | Verify supplier/subcontract quotation
|  | Materials Total |  |  |  |  | 161.2249
|  | Labour Total |  |  |  |  | 1.7388
|  | Plant & Subcontract Total |  |  |  |  | 38.6689
|  | Direct Resource Cost |  |  |  |  | 201.6325
|  | Transport / Carriage | 5% of materials |  |  |  | 8.0612 | Adjust for haul distance
|  | Small Tools, Water & Sundries | 2.5% of labour + plant |  |  |  | 1.0102 | Traditional allowance
|  | PRIME COST |  |  |  |  | 210.704
|  | Contractor Overheads | 10% |  |  |  | 21.0704 | Editable allowance
|  | Contractor Profit | 10% |  |  |  | 23.1774 | Editable allowance
|  | RATE PER BOQ UNIT | nr |  |  |  | 254.9518 | Excluding VAT
Note | Quantities are standard estimating constants and must be adjusted for specification, method, location and supplier quotations.
DETAILED RATE ANALYSIS — EAST AFRICAN QS FORMAT
Module / Ref | MODULE 17 | 113.01 | [5 empty] | MODULE 17¦113.01
BOQ Item | Supply and install feature lighting and decorative fittings
Unit | nr | Pricing basis | Nairobi, Kenya — Sep 2026 | Currency | USD | VAT | Excluded
No. | Code | Resource Description | Category | Qty / BOQ Unit | Resource Unit | Rate (USD) | Amount (USD) | Remarks
1 | MAT-060 | LED light fitting | Material | 1 | nr | 20.2859 | 20.2859 | East African productivity / consumption constant
2 | MAT-022 | Electrical cable, 2.5mm² | Material | 3 | m | 0.81144 | 2.4343 | East African productivity / consumption constant
3 | LAB-010 | Electrician | Labour | 1.2 | hr | 2.5116 | 3.0139 | East African productivity / consumption constant
4 | LAB-002 | General labourer | Labour | 0.3 | hr | 0.7728 | 0.23184 | East African productivity / consumption constant
5 | PLT-018 | Electrical/ICT test instruments | Plant & Tools | 0.02 | day | 38.6399 | 0.7728 | East African productivity / consumption constant
6 | SUB-006 | Electrical installation | Subcontractor | 0 | item | 4636.7852 | 0 | Verify supplier/subcontract quotation
|  | Materials Total |  |  |  |  | 22.7202
|  | Labour Total |  |  |  |  | 3.2457
|  | Plant & Subcontract Total |  |  |  |  | 0.7728
|  | Direct Resource Cost |  |  |  |  | 26.7388
|  | Transport / Carriage | 5% of materials |  |  |  | 1.136 | Adjust for haul distance
|  | Small Tools, Water & Sundries | 2.5% of labour + plant |  |  |  | 0.10046 | Traditional allowance
|  | PRIME COST |  |  |  |  | 27.9753
|  | Contractor Overheads | 10% |  |  |  | 2.7975 | Editable allowance
|  | Contractor Profit | 10% |  |  |  | 3.0773 | Editable allowance
|  | RATE PER BOQ UNIT | nr |  |  |  | 33.8501 | Excluding VAT
Note | Quantities are standard estimating constants and must be adjusted for specification, method, location and supplier quotations.
DETAILED RATE ANALYSIS — EAST AFRICAN QS FORMAT
Module / Ref | MODULE 17 | 113.02 | [5 empty] | MODULE 17¦113.02
BOQ Item | Supply and install bespoke reception and feature joinery
Unit | item | Pricing basis | Nairobi, Kenya — Sep 2026 | Currency | USD | VAT | Excluded
No. | Code | Resource Description | Category | Qty / BOQ Unit | Resource Unit | Rate (USD) | Amount (USD) | Remarks
1 | MAT-097 | Fitted joinery / casework | Material | 3 | m | 202.8594 | 608.5781 | East African productivity / consumption constant
2 | MAT-027 | Ironmongery set | Material | 1 | nr | 68.9722 | 68.9722 | East African productivity / consumption constant
3 | LAB-005 | Carpenter / joiner | Labour | 8 | hr | 1.7388 | 13.9104 | East African productivity / consumption constant
4 | LAB-002 | General labourer | Labour | 2 | hr | 0.7728 | 1.5456 | East African productivity / consumption constant
5 | PLT-016 | Small tools & consumables (allowance) | Plant & Tools | 0.2 | hr | 0.5796 | 0.11592 | East African productivity / consumption constant
6 | SUB-017 | Specialist joinery installation | Subcontractor | 0.05 | item | 1391.0355 | 69.5518 | Verify supplier/subcontract quotation
|  | Materials Total |  |  |  |  | 677.5502
|  | Labour Total |  |  |  |  | 15.456
|  | Plant & Subcontract Total |  |  |  |  | 69.6677
|  | Direct Resource Cost |  |  |  |  | 762.6739
|  | Transport / Carriage | 5% of materials |  |  |  | 33.8775 | Adjust for haul distance
|  | Small Tools, Water & Sundries | 2.5% of labour + plant |  |  |  | 2.1281 | Traditional allowance
|  | PRIME COST |  |  |  |  | 798.6795
|  | Contractor Overheads | 10% |  |  |  | 79.8679 | Editable allowance
|  | Contractor Profit | 10% |  |  |  | 87.8547 | Editable allowance
|  | RATE PER BOQ UNIT | item |  |  |  | 966.4022 | Excluding VAT
Note | Quantities are standard estimating constants and must be adjusted for specification, method, location and supplier quotations.
DETAILED RATE ANALYSIS — EAST AFRICAN QS FORMAT
Module / Ref | MODULE 17 | 113.03 | [5 empty] | MODULE 17¦113.03
BOQ Item | Supply and install planting, green walls and interior landscaping
Unit | nr | Pricing basis | Nairobi, Kenya — Sep 2026 | Currency | USD | VAT | Excluded
No. | Code | Resource Description | Category | Qty / BOQ Unit | Resource Unit | Rate (USD) | Amount (USD) | Remarks
1 | MAT-095 | Tree/shrub planting stock | Material | 1 | nr | 20.8655 | 20.8655 | East African productivity / consumption constant
2 | MAT-029 | Hardcore / murram fill | Material | 0 | m³ | 18.3617 | 0 | East African productivity / consumption constant
3 | LAB-022 | Landscaper / horticultural worker | Labour | 1 | hr | 1.449 | 1.449 | East African productivity / consumption constant
4 | LAB-002 | General labourer | Labour | 0.5 | hr | 0.7728 | 0.3864 | East African productivity / consumption constant
5 | PLT-014 | Compaction plate | Plant & Tools | 0 | day | 46.3679 | 0 | East African productivity / consumption constant
6 | SUB-011 | Landscaping | Subcontractor | 0.01 | m² | 27.0479 | 0.27048 | Verify supplier/subcontract quotation
|  | Materials Total |  |  |  |  | 20.8655
|  | Labour Total |  |  |  |  | 1.8354
|  | Plant & Subcontract Total |  |  |  |  | 0.27048
|  | Direct Resource Cost |  |  |  |  | 22.9714
|  | Transport / Carriage | 5% of materials |  |  |  | 1.0433 | Adjust for haul distance
|  | Small Tools, Water & Sundries | 2.5% of labour + plant |  |  |  | 0.052647 | Traditional allowance
|  | PRIME COST |  |  |  |  | 24.0673
|  | Contractor Overheads | 10% |  |  |  | 2.4067 | Editable allowance
|  | Contractor Profit | 10% |  |  |  | 2.6474 | Editable allowance
|  | RATE PER BOQ UNIT | nr |  |  |  | 29.1215 | Excluding VAT
Note | Quantities are standard estimating constants and must be adjusted for specification, method, location and supplier quotations.
DETAILED RATE ANALYSIS — EAST AFRICAN QS FORMAT
Module / Ref | MODULE 17 | 113.04 | [5 empty] | MODULE 17¦113.04
BOQ Item | Supply and install decorative screens, partitions and room dividers
Unit | nr | Pricing basis | Nairobi, Kenya — Sep 2026 | Currency | USD | VAT | Excluded
No. | Code | Resource Description | Category | Qty / BOQ Unit | Resource Unit | Rate (USD) | Amount (USD) | Remarks
1 | MAT-160 | Decorative screen / room divider | Material | 1 | nr | 689.7218 | 689.7218 | Specific East African resource constant
2 | MAT-002 | Ancillary fittings, supports, fixings and connection materials | Material | 0.1 | item | 40.5719 | 4.0572 | Specific East African resource constant
3 | LAB-005 | Carpenter / joiner | Labour | 3 | hr | 1.7388 | 5.2164 | Specific East African resource constant
4 | LAB-002 | General labourer | Labour | 1 | hr | 0.7728 | 0.7728 | Specific East African resource constant
5 | PLT-016 | Small tools & consumables (allowance) | Plant & Tools | 0.1 | hr | 0.5796 | 0.05796 | Specific East African resource constant
6 | SUB-019 | Interior styling and decoration | Subcontractor | 0.01 | item | 1931.9938 | 19.3199 | Verify local quotation / authority charge
|  | Materials Total |  |  |  |  | 693.779
|  | Labour Total |  |  |  |  | 5.9892
|  | Plant & Subcontract Total |  |  |  |  | 19.3779
|  | Direct Resource Cost |  |  |  |  | 719.1461
|  | Transport / Carriage | 5% of materials |  |  |  | 34.6889 | Adjust for haul distance
|  | Small Tools, Water & Sundries | 2.5% of labour + plant |  |  |  | 0.63418 | Traditional allowance
|  | PRIME COST |  |  |  |  | 754.4692
|  | Contractor Overheads | 10% |  |  |  | 75.4469 | Editable allowance
|  | Contractor Profit | 10% |  |  |  | 82.9916 | Editable allowance
|  | RATE PER BOQ UNIT | nr |  |  |  | 912.9077 | Excluding VAT
Note | Quantities are standard estimating constants and must be adjusted for specification, method, location and supplier quotations.
DETAILED RATE ANALYSIS — EAST AFRICAN QS FORMAT
Module / Ref | MODULE 17 | 113.05 | [5 empty] | MODULE 17¦113.05
BOQ Item | Supply and install feature staircases and balustrade finishes
Unit | item | Pricing basis | Nairobi, Kenya — Sep 2026 | Currency | USD | VAT | Excluded
No. | Code | Resource Description | Category | Qty / BOQ Unit | Resource Unit | Rate (USD) | Amount (USD) | Remarks
1 | MAT-161 | Feature stair / balustrade package | Material | 1 | item | 9551.7774 | 9551.7774 | Specific East African resource constant
2 | MAT-027 | Ironmongery set | Material | 2 | nr | 68.9722 | 137.9444 | Specific East African resource constant
3 | LAB-021 | Welder / fabricator | Labour | 16 | hr | 2.7048 | 43.2767 | Specific East African resource constant
4 | LAB-002 | General labourer | Labour | 6 | hr | 0.7728 | 4.6368 | Specific East African resource constant
5 | PLT-017 | Welding set | Plant & Tools | 0.2 | day | 46.3679 | 9.2736 | Specific East African resource constant
6 | SUB-017 | Specialist joinery installation | Subcontractor | 0.05 | item | 1391.0355 | 69.5518 | Verify local quotation / authority charge
|  | Materials Total |  |  |  |  | 9689.7218
|  | Labour Total |  |  |  |  | 47.9134
|  | Plant & Subcontract Total |  |  |  |  | 78.8253
|  | Direct Resource Cost |  |  |  |  | 9816.4606
|  | Transport / Carriage | 5% of materials |  |  |  | 484.4861 | Adjust for haul distance
|  | Small Tools, Water & Sundries | 2.5% of labour + plant |  |  |  | 3.1685 | Traditional allowance
|  | PRIME COST |  |  |  |  | 10304.1151
|  | Contractor Overheads | 10% |  |  |  | 1030.4115 | Editable allowance
|  | Contractor Profit | 10% |  |  |  | 1133.4527 | Editable allowance
|  | RATE PER BOQ UNIT | item |  |  |  | 12467.9793 | Excluding VAT
Note | Quantities are standard estimating constants and must be adjusted for specification, method, location and supplier quotations.
DETAILED RATE ANALYSIS — EAST AFRICAN QS FORMAT
Module / Ref | MODULE 17 | 114.01 | [5 empty] | MODULE 17¦114.01
BOQ Item | Supply and install artwork, prints and wall art
Unit | nr | Pricing basis | Nairobi, Kenya — Sep 2026 | Currency | USD | VAT | Excluded
No. | Code | Resource Description | Category | Qty / BOQ Unit | Resource Unit | Rate (USD) | Amount (USD) | Remarks
1 | MAT-101 | Artwork / decorative accessory | Material | 1 | nr | 159.1963 | 159.1963 | East African productivity / consumption constant
2 | MAT-002 | Ancillary fittings, supports, fixings and connection materials | Material | 0.05 | item | 40.5719 | 2.0286 | East African productivity / consumption constant
3 | LAB-009 | Painter & decorator | Labour | 1 | hr | 1.3524 | 1.3524 | East African productivity / consumption constant
4 | LAB-002 | General labourer | Labour | 0.5 | hr | 0.7728 | 0.3864 | East African productivity / consumption constant
5 | PLT-016 | Small tools & consumables (allowance) | Plant & Tools | 0.05 | hr | 0.5796 | 0.02898 | East African productivity / consumption constant
6 | SUB-019 | Interior styling and decoration | Subcontractor | 0.02 | item | 1931.9938 | 38.6399 | Verify supplier/subcontract quotation
|  | Materials Total |  |  |  |  | 161.2249
|  | Labour Total |  |  |  |  | 1.7388
|  | Plant & Subcontract Total |  |  |  |  | 38.6689
|  | Direct Resource Cost |  |  |  |  | 201.6325
|  | Transport / Carriage | 5% of materials |  |  |  | 8.0612 | Adjust for haul distance
|  | Small Tools, Water & Sundries | 2.5% of labour + plant |  |  |  | 1.0102 | Traditional allowance
|  | PRIME COST |  |  |  |  | 210.704
|  | Contractor Overheads | 10% |  |  |  | 21.0704 | Editable allowance
|  | Contractor Profit | 10% |  |  |  | 23.1774 | Editable allowance
|  | RATE PER BOQ UNIT | nr |  |  |  | 254.9518 | Excluding VAT
Note | Quantities are standard estimating constants and must be adjusted for specification, method, location and supplier quotations.
DETAILED RATE ANALYSIS — EAST AFRICAN QS FORMAT
Module / Ref | MODULE 17 | 114.02 | [5 empty] | MODULE 17¦114.02
BOQ Item | Supply and install signage, graphics and environmental branding
Unit | nr | Pricing basis | Nairobi, Kenya — Sep 2026 | Currency | USD | VAT | Excluded
No. | Code | Resource Description | Category | Qty / BOQ Unit | Resource Unit | Rate (USD) | Amount (USD) | Remarks
1 | MAT-096 | Signage / graphic panel | Material | 1 | nr | 121.7156 | 121.7156 | East African productivity / consumption constant
2 | MAT-002 | Ancillary fittings, supports, fixings and connection materials | Material | 0.1 | item | 40.5719 | 4.0572 | East African productivity / consumption constant
3 | LAB-019 | ELV/ICT/security technician | Labour | 2 | hr | 2.7048 | 5.4096 | East African productivity / consumption constant
4 | LAB-002 | General labourer | Labour | 1 | hr | 0.7728 | 0.7728 | East African productivity / consumption constant
5 | PLT-020 | Scissor lift / MEWP | Plant & Tools | 0.02 | day | 154.5595 | 3.0912 | East African productivity / consumption constant
6 | SUB-018 | Signage/branding installation | Subcontractor | 0.02 | item | 927.357 | 18.5471 | Verify supplier/subcontract quotation
|  | Materials Total |  |  |  |  | 125.7728
|  | Labour Total |  |  |  |  | 6.1824
|  | Plant & Subcontract Total |  |  |  |  | 21.6383
|  | Direct Resource Cost |  |  |  |  | 153.5935
|  | Transport / Carriage | 5% of materials |  |  |  | 6.2886 | Adjust for haul distance
|  | Small Tools, Water & Sundries | 2.5% of labour + plant |  |  |  | 0.69552 | Traditional allowance
|  | PRIME COST |  |  |  |  | 160.5777
|  | Contractor Overheads | 10% |  |  |  | 16.0578 | Editable allowance
|  | Contractor Profit | 10% |  |  |  | 17.6635 | Editable allowance
|  | RATE PER BOQ UNIT | nr |  |  |  | 194.299 | Excluding VAT
Note | Quantities are standard estimating constants and must be adjusted for specification, method, location and supplier quotations.
DETAILED RATE ANALYSIS — EAST AFRICAN QS FORMAT
Module / Ref | MODULE 17 | 114.03 | [5 empty] | MODULE 17¦114.03
BOQ Item | Supply and install decorative accessories and styling items
Unit | nr | Pricing basis | Nairobi, Kenya — Sep 2026 | Currency | USD | VAT | Excluded
No. | Code | Resource Description | Category | Qty / BOQ Unit | Resource Unit | Rate (USD) | Amount (USD) | Remarks
1 | MAT-101 | Artwork / decorative accessory | Material | 1 | nr | 159.1963 | 159.1963 | East African productivity / consumption constant
2 | MAT-002 | Ancillary fittings, supports, fixings and connection materials | Material | 0.05 | item | 40.5719 | 2.0286 | East African productivity / consumption constant
3 | LAB-009 | Painter & decorator | Labour | 1 | hr | 1.3524 | 1.3524 | East African productivity / consumption constant
4 | LAB-002 | General labourer | Labour | 0.5 | hr | 0.7728 | 0.3864 | East African productivity / consumption constant
5 | PLT-016 | Small tools & consumables (allowance) | Plant & Tools | 0.05 | hr | 0.5796 | 0.02898 | East African productivity / consumption constant
6 | SUB-019 | Interior styling and decoration | Subcontractor | 0.02 | item | 1931.9938 | 38.6399 | Verify supplier/subcontract quotation
|  | Materials Total |  |  |  |  | 161.2249
|  | Labour Total |  |  |  |  | 1.7388
|  | Plant & Subcontract Total |  |  |  |  | 38.6689
|  | Direct Resource Cost |  |  |  |  | 201.6325
|  | Transport / Carriage | 5% of materials |  |  |  | 8.0612 | Adjust for haul distance
|  | Small Tools, Water & Sundries | 2.5% of labour + plant |  |  |  | 1.0102 | Traditional allowance
|  | PRIME COST |  |  |  |  | 210.704
|  | Contractor Overheads | 10% |  |  |  | 21.0704 | Editable allowance
|  | Contractor Profit | 10% |  |  |  | 23.1774 | Editable allowance
|  | RATE PER BOQ UNIT | nr |  |  |  | 254.9518 | Excluding VAT
Note | Quantities are standard estimating constants and must be adjusted for specification, method, location and supplier quotations.
DETAILED RATE ANALYSIS — EAST AFRICAN QS FORMAT
Module / Ref | MODULE 17 | 114.04 | [5 empty] | MODULE 17¦114.04
BOQ Item | Provide interior styling, dressing and final photography setup
Unit | item | Pricing basis | Nairobi, Kenya — Sep 2026 | Currency | USD | VAT | Excluded
No. | Code | Resource Description | Category | Qty / BOQ Unit | Resource Unit | Rate (USD) | Amount (USD) | Remarks
1 | MAT-101 | Artwork / decorative accessory | Material | 1 | nr | 159.1963 | 159.1963 | East African productivity / consumption constant
2 | MAT-002 | Ancillary fittings, supports, fixings and connection materials | Material | 0.05 | item | 40.5719 | 2.0286 | East African productivity / consumption constant
3 | LAB-009 | Painter & decorator | Labour | 1 | hr | 1.3524 | 1.3524 | East African productivity / consumption constant
4 | LAB-002 | General labourer | Labour | 0.5 | hr | 0.7728 | 0.3864 | East African productivity / consumption constant
5 | PLT-016 | Small tools & consumables (allowance) | Plant & Tools | 0.05 | hr | 0.5796 | 0.02898 | East African productivity / consumption constant
6 | SUB-019 | Interior styling and decoration | Subcontractor | 0.02 | item | 1931.9938 | 38.6399 | Verify supplier/subcontract quotation
|  | Materials Total |  |  |  |  | 161.2249
|  | Labour Total |  |  |  |  | 1.7388
|  | Plant & Subcontract Total |  |  |  |  | 38.6689
|  | Direct Resource Cost |  |  |  |  | 201.6325
|  | Transport / Carriage | 5% of materials |  |  |  | 8.0612 | Adjust for haul distance
|  | Small Tools, Water & Sundries | 2.5% of labour + plant |  |  |  | 1.0102 | Traditional allowance
|  | PRIME COST |  |  |  |  | 210.704
|  | Contractor Overheads | 10% |  |  |  | 21.0704 | Editable allowance
|  | Contractor Profit | 10% |  |  |  | 23.1774 | Editable allowance
|  | RATE PER BOQ UNIT | item |  |  |  | 254.9518 | Excluding VAT
Note | Quantities are standard estimating constants and must be adjusted for specification, method, location and supplier quotations.

## PRICES DATABANK
PRICES DATABANK — NAIROBI, KENYA
Expanded East African QS resource library: 231 Nairobi-priced resources covering preliminaries, structure, finishes, MEP, fire, ICT/security, lifts, renewables, external works and interiors. USD excluding VAT; quotation-dependent items are flagged.
Coverage audit: 1,108 BOQ analyses ¦ 6,160 positive resource lines ¦ 217 codes used ¦ no missing codes or calculation errors ¦ supplier/specialist quotations still required where noted.
Code | Category | Resource Description | Unit | Unit Rate (USD) | Waste % | Rate incl. Waste (USD) | Supplier / Source | Notes
MAT-001 | Material | Specified item / equipment (compliance / BIM item) | item | 386.3988 | 5% | 405.7187 | Nairobi market benchmark — Sep 2026 | Provisional allowance — obtain supplier/subcontract quotation
MAT-002 | Material | Ancillary fittings, supports, fixings and connection materials | item | 38.6399 | 5% | 40.5719 | Nairobi market benchmark — Sep 2026 | Mid-market Nairobi allowance; verify delivery distance and specification
LAB-001 | Labour | Specialist engineer / surveyor | hr | 3.864 | 0% | 3.864 | Nairobi market benchmark — Sep 2026 | Mid-market Nairobi allowance; verify delivery distance and specification
PLT-001 | Plant & Tools | Small tools, access and installation equipment | hr | 1.1592 | 0% | 1.1592 | Nairobi market benchmark — Sep 2026 | Mid-market Nairobi allowance; verify delivery distance and specification
SUB-001 | Subcontractor | Testing / commissioning allowance | item | 193.1994 | 0% | 193.1994 | Nairobi market benchmark — Sep 2026 | Provisional allowance — obtain supplier/subcontract quotation
MAT-003 | Material | Cement, OPC (50kg bag) | bag | 5.9892 | 5% | 6.2886 | Nairobi market benchmark — Sep 2026 | Mid-market Nairobi allowance; verify delivery distance and specification
MAT-004 | Material | Cement, OPC | tonne | 119.7836 | 5% | 125.7728 | Nairobi market benchmark — Sep 2026 | Mid-market Nairobi allowance; verify delivery distance and specification
MAT-005 | Material | Sand, fine aggregate | m³ | 17.7743 | 5% | 18.6631 | Nairobi market benchmark — Sep 2026 | Mid-market Nairobi allowance; verify delivery distance and specification
MAT-006 | Material | Coarse aggregate / crushed stone | m³ | 15.456 | 5% | 16.2287 | Nairobi market benchmark — Sep 2026 | Mid-market Nairobi allowance; verify delivery distance and specification
MAT-007 | Material | Ready-mix concrete, C25/30 | m³ | 112.0556 | 5% | 117.6584 | Nairobi market benchmark — Sep 2026 | Mid-market Nairobi allowance; verify delivery distance and specification
MAT-008 | Material | Ready-mix concrete, C32/40 | m³ | 123.6476 | 5% | 129.83 | Nairobi market benchmark — Sep 2026 | Mid-market Nairobi allowance; verify delivery distance and specification
MAT-009 | Material | Reinforcement steel bar (rebar) | tonne | 1120.5564 | 5% | 1176.5842 | Nairobi market benchmark — Sep 2026 | Mid-market Nairobi allowance; verify delivery distance and specification
MAT-010 | Material | Structural steel section | tonne | 1352.3957 | 5% | 1420.0155 | Nairobi market benchmark — Sep 2026 | Mid-market Nairobi allowance; verify delivery distance and specification
MAT-011 | Material | Common bricks | 1000 nr | 154.5595 | 5% | 162.2875 | Nairobi market benchmark — Sep 2026 | Mid-market Nairobi allowance; verify delivery distance and specification
MAT-012 | Material | Concrete blocks, 100mm | m² | 8.5008 | 5% | 8.9258 | Nairobi market benchmark — Sep 2026 | Mid-market Nairobi allowance; verify delivery distance and specification
MAT-013 | Material | Cement mortar | m³ | 73.4158 | 5% | 77.0866 | Nairobi market benchmark — Sep 2026 | Mid-market Nairobi allowance; verify delivery distance and specification
MAT-014 | Material | Timber, softwood | m³ | 502.3184 | 5% | 527.4343 | Nairobi market benchmark — Sep 2026 | Mid-market Nairobi allowance; verify delivery distance and specification
MAT-015 | Material | Plywood sheet, 18mm | m² | 7.3416 | 5% | 7.7087 | Nairobi market benchmark — Sep 2026 | Mid-market Nairobi allowance; verify delivery distance and specification
MAT-016 | Material | Plasterboard, 12.5mm | m² | 5.4096 | 5% | 5.6801 | Nairobi market benchmark — Sep 2026 | Mid-market Nairobi allowance; verify delivery distance and specification
MAT-017 | Material | Ceramic floor tiles | m² | 17.0015 | 5% | 17.8516 | Nairobi market benchmark — Sep 2026 | Mid-market Nairobi allowance; verify delivery distance and specification
MAT-018 | Material | Emulsion paint | litre | 5.0232 | 5% | 5.2743 | Nairobi market benchmark — Sep 2026 | Mid-market Nairobi allowance; verify delivery distance and specification
MAT-019 | Material | Double-glazed glass unit | m² | 65.6878 | 5% | 68.9722 | Nairobi market benchmark — Sep 2026 | Mid-market Nairobi allowance; verify delivery distance and specification
MAT-020 | Material | Copper pipe, 15mm | m | 1.932 | 5% | 2.0286 | Nairobi market benchmark — Sep 2026 | Mid-market Nairobi allowance; verify delivery distance and specification
MAT-021 | Material | PVC pipe, 110mm | m | 3.2844 | 5% | 3.4486 | Nairobi market benchmark — Sep 2026 | Mid-market Nairobi allowance; verify delivery distance and specification
MAT-022 | Material | Electrical cable, 2.5mm² | m | 0.7728 | 5% | 0.81144 | Nairobi market benchmark — Sep 2026 | Mid-market Nairobi allowance; verify delivery distance and specification
MAT-023 | Material | Mineral wool insulation, 100mm | m² | 9.2736 | 5% | 9.7372 | Nairobi market benchmark — Sep 2026 | Mid-market Nairobi allowance; verify delivery distance and specification
MAT-024 | Material | Waterproof membrane | m² | 6.5688 | 5% | 6.8972 | Nairobi market benchmark — Sep 2026 | Mid-market Nairobi allowance; verify delivery distance and specification
MAT-025 | Material | Damp-proof course | m | 1.391 | 5% | 1.4606 | Nairobi market benchmark — Sep 2026 | Mid-market Nairobi allowance; verify delivery distance and specification
MAT-026 | Material | WC suite (sanitaryware) | nr | 193.1994 | 5% | 202.8594 | Nairobi market benchmark — Sep 2026 | Mid-market Nairobi allowance; verify delivery distance and specification
MAT-027 | Material | Ironmongery set | nr | 65.6878 | 5% | 68.9722 | Nairobi market benchmark — Sep 2026 | Mid-market Nairobi allowance; verify delivery distance and specification
LAB-002 | Labour | General labourer | hr | 0.7728 | 0% | 0.7728 | Nairobi market benchmark — Sep 2026 | Mid-market Nairobi allowance; verify delivery distance and specification
LAB-003 | Labour | Skilled labourer | hr | 1.1592 | 0% | 1.1592 | Nairobi market benchmark — Sep 2026 | Mid-market Nairobi allowance; verify delivery distance and specification
LAB-004 | Labour | Mason / bricklayer | hr | 1.5456 | 0% | 1.5456 | Nairobi market benchmark — Sep 2026 | Mid-market Nairobi allowance; verify delivery distance and specification
LAB-005 | Labour | Carpenter / joiner | hr | 1.7388 | 0% | 1.7388 | Nairobi market benchmark — Sep 2026 | Mid-market Nairobi allowance; verify delivery distance and specification
LAB-006 | Labour | Steel fixer | hr | 1.5456 | 0% | 1.5456 | Nairobi market benchmark — Sep 2026 | Mid-market Nairobi allowance; verify delivery distance and specification
LAB-007 | Labour | Concreter | hr | 1.3524 | 0% | 1.3524 | Nairobi market benchmark — Sep 2026 | Mid-market Nairobi allowance; verify delivery distance and specification
LAB-008 | Labour | Plasterer | hr | 1.5456 | 0% | 1.5456 | Nairobi market benchmark — Sep 2026 | Mid-market Nairobi allowance; verify delivery distance and specification
LAB-009 | Labour | Painter & decorator | hr | 1.3524 | 0% | 1.3524 | Nairobi market benchmark — Sep 2026 | Mid-market Nairobi allowance; verify delivery distance and specification
LAB-010 | Labour | Electrician | hr | 2.5116 | 0% | 2.5116 | Nairobi market benchmark — Sep 2026 | Mid-market Nairobi allowance; verify delivery distance and specification
LAB-011 | Labour | Plumber | hr | 2.3184 | 0% | 2.3184 | Nairobi market benchmark — Sep 2026 | Mid-market Nairobi allowance; verify delivery distance and specification
LAB-012 | Labour | Tiler | hr | 1.5456 | 0% | 1.5456 | Nairobi market benchmark — Sep 2026 | Mid-market Nairobi allowance; verify delivery distance and specification
LAB-013 | Labour | Glazier | hr | 1.932 | 0% | 1.932 | Nairobi market benchmark — Sep 2026 | Mid-market Nairobi allowance; verify delivery distance and specification
LAB-014 | Labour | Site foreman / ganger | hr | 2.7048 | 0% | 2.7048 | Nairobi market benchmark — Sep 2026 | Mid-market Nairobi allowance; verify delivery distance and specification
LAB-015 | Labour | Site engineer / surveyor | hr | 3.864 | 0% | 3.864 | Nairobi market benchmark — Sep 2026 | Mid-market Nairobi allowance; verify delivery distance and specification
LAB-016 | Labour | Scaffolder | hr | 1.5456 | 0% | 1.5456 | Nairobi market benchmark — Sep 2026 | Mid-market Nairobi allowance; verify delivery distance and specification
PLT-002 | Plant & Tools | Concrete mixer, small | day | 61.8238 | 0% | 61.8238 | Nairobi market benchmark — Sep 2026 | Mid-market Nairobi allowance; verify delivery distance and specification
PLT-003 | Plant & Tools | Poker vibrator | day | 23.1839 | 0% | 23.1839 | Nairobi market benchmark — Sep 2026 | Mid-market Nairobi allowance; verify delivery distance and specification
PLT-004 | Plant & Tools | Excavator, wheeled 8t | day | 247.2952 | 0% | 247.2952 | Nairobi market benchmark — Sep 2026 | Mid-market Nairobi allowance; verify delivery distance and specification
PLT-005 | Plant & Tools | Excavator, tracked 13t | day | 282.0711 | 0% | 282.0711 | Nairobi market benchmark — Sep 2026 | Mid-market Nairobi allowance; verify delivery distance and specification
PLT-006 | Plant & Tools | Dumper, 3t | day | 142.9675 | 0% | 142.9675 | Nairobi market benchmark — Sep 2026 | Mid-market Nairobi allowance; verify delivery distance and specification
PLT-007 | Plant & Tools | Mobile crane, 25t | day | 1062.5966 | 0% | 1062.5966 | Nairobi market benchmark — Sep 2026 | Mid-market Nairobi allowance; verify delivery distance and specification
PLT-008 | Plant & Tools | Tower crane | week | 3477.5889 | 0% | 3477.5889 | Nairobi market benchmark — Sep 2026 | Mid-market Nairobi allowance; verify delivery distance and specification
PLT-009 | Plant & Tools | Mobile access tower | week | 92.7357 | 0% | 92.7357 | Nairobi market benchmark — Sep 2026 | Mid-market Nairobi allowance; verify delivery distance and specification
PLT-010 | Plant & Tools | Diesel generator | day | 115.9196 | 0% | 115.9196 | Nairobi market benchmark — Sep 2026 | Mid-market Nairobi allowance; verify delivery distance and specification
PLT-011 | Plant & Tools | Air compressor | day | 77.2798 | 0% | 77.2798 | Nairobi market benchmark — Sep 2026 | Mid-market Nairobi allowance; verify delivery distance and specification
PLT-012 | Plant & Tools | Concrete pump | day | 502.3184 | 0% | 502.3184 | Nairobi market benchmark — Sep 2026 | Mid-market Nairobi allowance; verify delivery distance and specification
PLT-013 | Plant & Tools | Dewatering pump | day | 61.8238 | 0% | 61.8238 | Nairobi market benchmark — Sep 2026 | Mid-market Nairobi allowance; verify delivery distance and specification
PLT-014 | Plant & Tools | Compaction plate | day | 46.3679 | 0% | 46.3679 | Nairobi market benchmark — Sep 2026 | Mid-market Nairobi allowance; verify delivery distance and specification
PLT-015 | Plant & Tools | Scaffold, erected | m² | 6.5688 | 0% | 6.5688 | Nairobi market benchmark — Sep 2026 | Mid-market Nairobi allowance; verify delivery distance and specification
PLT-016 | Plant & Tools | Small tools & consumables (allowance) | hr | 0.5796 | 0% | 0.5796 | Nairobi market benchmark — Sep 2026 | Mid-market Nairobi allowance; verify delivery distance and specification
SUB-002 | Subcontractor | Piling package | m | 139.1036 | 0% | 139.1036 | Nairobi market benchmark — Sep 2026 | Provisional allowance — obtain supplier/subcontract quotation
SUB-003 | Subcontractor | Structural steel erection | tonne | 270.4791 | 0% | 270.4791 | Nairobi market benchmark — Sep 2026 | Provisional allowance — obtain supplier/subcontract quotation
SUB-004 | Subcontractor | Roofing package | m² | 34.7759 | 0% | 34.7759 | Nairobi market benchmark — Sep 2026 | Provisional allowance — obtain supplier/subcontract quotation
SUB-005 | Subcontractor | Mechanical / HVAC installation | item | 5795.9815 | 0% | 5795.9815 | Nairobi market benchmark — Sep 2026 | Provisional allowance — obtain supplier/subcontract quotation
SUB-006 | Subcontractor | Electrical installation | item | 4636.7852 | 0% | 4636.7852 | Nairobi market benchmark — Sep 2026 | Provisional allowance — obtain supplier/subcontract quotation
SUB-007 | Subcontractor | Fire protection installation | item | 3477.5889 | 0% | 3477.5889 | Nairobi market benchmark — Sep 2026 | Provisional allowance — obtain supplier/subcontract quotation
SUB-008 | Subcontractor | Lift installation | nr | 57959.8145 | 0% | 57959.8145 | Nairobi market benchmark — Sep 2026 | Provisional allowance — obtain supplier/subcontract quotation
SUB-009 | Subcontractor | Testing & commissioning | item | 579.5981 | 0% | 579.5981 | Nairobi market benchmark — Sep 2026 | Provisional allowance — obtain supplier/subcontract quotation
SUB-010 | Subcontractor | Cladding / façade | m² | 115.9196 | 0% | 115.9196 | Nairobi market benchmark — Sep 2026 | Provisional allowance — obtain supplier/subcontract quotation
SUB-011 | Subcontractor | Landscaping | m² | 27.0479 | 0% | 27.0479 | Nairobi market benchmark — Sep 2026 | Provisional allowance — obtain supplier/subcontract quotation
MAT-028 | Material | Machine-cut building stone | m² | 10.8192 | 5% | 11.3601 | BHD/JengaHub Nairobi 2026 | Delivered budget allowance
MAT-029 | Material | Hardcore / murram fill | m³ | 17.0015 | 8% | 18.3617 | BHD/JengaHub Nairobi 2026 | Verify quarry and haul distance
MAT-030 | Material | Prepainted roofing sheet | m² | 7.728 | 8% | 8.3462 | BHD Kenya 2026 | Gauge and coating dependent
MAT-031 | Material | Concrete/clay roofing tiles | m² | 13.9104 | 8% | 15.0232 | BHD Kenya 2026 | Mid-market allowance
MAT-032 | Material | Gypsum ceiling system | m² | 7.728 | 7% | 8.2689 | BHD Kenya 2026 | Boards, framing and accessories
MAT-033 | Material | PVC ceiling system | m² | 5.796 | 7% | 6.2017 | BHD Kenya 2026 | Panels and framing
MAT-034 | Material | Powder-coated aluminium window | m² | 115.9196 | 5% | 121.7156 | Nairobi market 2026 | Glazing and standard ironmongery
MAT-035 | Material | Internal flush door set | nr | 92.7357 | 5% | 97.3725 | Nairobi market 2026 | Frame and basic ironmongery
MAT-036 | Material | Hardwood external door set | nr | 347.7589 | 5% | 365.1468 | Nairobi market 2026 | Provisional specification allowance
MAT-037 | Material | Steel security door set | nr | 463.6785 | 5% | 486.8624 | Nairobi market 2026 | Provisional fabrication allowance
MAT-038 | Material | Exterior-grade paint | litre | 5.796 | 8% | 6.2597 | BHD/JengaHub Nairobi 2026 | Brand and system dependent
MAT-039 | Material | Porcelain floor tiles | m² | 30.9119 | 10% | 34.0031 | Nairobi market 2026 | Mid-range tile
MAT-040 | Material | Vinyl floor finish | m² | 19.3199 | 8% | 20.8655 | Nairobi market allowance | Verify manufacturer
MAT-041 | Material | Carpet floor finish | m² | 27.0479 | 8% | 29.2117 | Nairobi market allowance | Commercial mid-range
MAT-042 | Material | Wallpaper / wall covering | m² | 13.9104 | 10% | 15.3014 | Nairobi market allowance | Pattern and brand dependent
MAT-043 | Material | Acoustic wall/ceiling panel | m² | 50.2318 | 5% | 52.7434 | Nairobi market allowance | Specialist quotation required
MAT-044 | Material | Mirror / decorative glass | m² | 69.5518 | 5% | 73.0294 | Nairobi market allowance | Thickness and edge treatment dependent
MAT-045 | Material | Wash-hand basin complete | nr | 115.9196 | 5% | 121.7156 | Nairobi market 2026 | Including standard fittings
MAT-046 | Material | Shower set complete | nr | 139.1036 | 5% | 146.0587 | Nairobi market 2026 | Mid-range allowance
MAT-047 | Material | Stainless-steel kitchen sink | nr | 115.9196 | 5% | 121.7156 | Nairobi market 2026 | Standard double-bowl allowance
MAT-048 | Material | PPR water pipe and fittings | m | 2.3184 | 5% | 2.4343 | Nairobi plumbing market 2026 | Average diameter allowance
MAT-049 | Material | HDPE pressure pipe and fittings | m | 5.0232 | 5% | 5.2743 | Nairobi market allowance | Diameter and pressure class dependent
MAT-050 | Material | Cast-iron drainage pipe and fittings | m | 27.0479 | 5% | 28.4003 | Nairobi market allowance | Quotation required
MAT-051 | Material | Galvanised sheet-metal ductwork | m² | 34.7759 | 5% | 36.5147 | Nairobi HVAC allowance | Gauge and pressure class dependent
MAT-052 | Material | Duct/pipe insulation | m² | 11.592 | 8% | 12.5193 | Nairobi HVAC allowance | Thickness dependent
MAT-053 | Material | Cable tray / ladder complete | m | 13.9104 | 5% | 14.6059 | Nairobi electrical market | Width and finish dependent
MAT-054 | Material | PVC/galvanised conduit complete | m | 1.932 | 5% | 2.0286 | Nairobi electrical market | Average size allowance
MAT-055 | Material | Cat6/Cat6A data cable | m | 0.92736 | 5% | 0.97372 | Nairobi ICT market | Manufacturer dependent
MAT-056 | Material | Fibre-optic cable | m | 2.7048 | 5% | 2.84 | Nairobi ICT market | Core count dependent
MAT-057 | Material | Fire-rated cable | m | 2.3184 | 5% | 2.4343 | Nairobi electrical market | Size and fire rating dependent
MAT-058 | Material | 13A socket outlet | nr | 9.2736 | 5% | 9.7372 | Tronic Kenya 2026 | Accessory only
MAT-059 | Material | Lighting switch | nr | 3.864 | 5% | 4.0572 | Tronic Kenya 2026 | Standard accessory
MAT-060 | Material | LED light fitting | nr | 19.3199 | 5% | 20.2859 | Tronic Kenya 2026 | Standard commercial fitting
MAT-061 | Material | Distribution board complete | nr | 502.3184 | 3% | 517.3879 | Nairobi electrical allowance | Way count and protection dependent
MAT-062 | Material | MCB/MCCB/RCBO protective device | nr | 46.3679 | 3% | 47.7589 | PanelTech/Tronic Kenya | Rating and brand dependent
MAT-063 | Material | LV switchboard / panel assembly | nr | 9273.5703 | 2% | 9459.0417 | Nairobi switchgear allowance | Vendor quotation mandatory
MAT-064 | Material | UPS complete with batteries | nr | 2704.7913 | 2% | 2758.8872 | Nairobi electrical allowance | Capacity and autonomy dependent
MAT-065 | Material | Standby generator package | nr | 19319.9382 | 2% | 19706.3369 | Nairobi generator allowance | Rating and enclosure dependent
MAT-066 | Material | Boiler / calorifier package | nr | 9273.5703 | 2% | 9459.0417 | Nairobi HVAC allowance | Vendor quotation mandatory
MAT-067 | Material | Heat-pump package | nr | 13910.3555 | 2% | 14188.5626 | Nairobi HVAC allowance | Capacity dependent
MAT-068 | Material | Chiller package | nr | 34775.8887 | 2% | 35471.4065 | Nairobi HVAC allowance | Vendor quotation mandatory
MAT-069 | Material | Air-handling unit | nr | 6955.1777 | 2% | 7094.2813 | Nairobi HVAC allowance | Duty dependent
MAT-070 | Material | Ventilation / extract fan | nr | 386.3988 | 3% | 397.9907 | Tronic/Nairobi HVAC 2026 | Duty dependent
MAT-071 | Material | Pump set complete | nr | 2704.7913 | 3% | 2785.9351 | Nairobi MEP allowance | Duty and controls dependent
MAT-072 | Material | Water/storage tank | nr | 1931.9938 | 3% | 1989.9536 | Nairobi plumbing allowance | Capacity dependent
MAT-073 | Material | Valve / control valve | nr | 92.7357 | 3% | 95.5178 | Nairobi MEP allowance | Type and size dependent
MAT-074 | Material | Sprinkler head | nr | 13.9104 | 5% | 14.6059 | Nairobi fire market | Type and finish dependent
MAT-075 | Material | Fire-alarm control panel | nr | 2704.7913 | 2% | 2758.8872 | Nairobi fire-systems allowance | Loop capacity dependent
MAT-076 | Material | Fire detector / call point / sounder | nr | 65.6878 | 3% | 67.6584 | Nairobi fire-systems allowance | Device type dependent
MAT-077 | Material | IP CCTV camera complete | nr | 193.1994 | 3% | 198.9954 | Nairobi security market | Resolution and analytics dependent
MAT-078 | Material | NVR/DVR recorder complete | nr | 1391.0355 | 2% | 1418.8563 | Nairobi security market | Channel capacity dependent
MAT-079 | Material | Managed PoE/network switch | nr | 656.8779 | 2% | 670.0155 | Nairobi ICT market | Port count dependent
MAT-080 | Material | Access-control panel/controller | nr | 927.357 | 2% | 945.9042 | Nairobi security allowance | Door capacity dependent
MAT-081 | Material | Card reader / biometric reader | nr | 270.4791 | 3% | 278.5935 | Nairobi security allowance | Technology dependent
MAT-082 | Material | Intercom / refuge outstation | nr | 231.8393 | 3% | 238.7944 | Nairobi ELV allowance | System dependent
MAT-083 | Material | BMS controller / field panel | nr | 1391.0355 | 2% | 1418.8563 | Nairobi BMS allowance | Point count dependent
MAT-084 | Material | Loudspeaker / AV endpoint | nr | 139.1036 | 3% | 143.2767 | Nairobi AV allowance | Performance dependent
MAT-085 | Material | Amplifier / AV rack equipment | nr | 1931.9938 | 2% | 1970.6337 | Nairobi AV allowance | Vendor quotation required
MAT-086 | Material | Lift equipment package | nr | 50231.8393 | 1% | 50734.1577 | Nairobi lift allowance | Capacity, stops and finishes dependent
MAT-087 | Material | Solar PV module | nr | 170.0155 | 3% | 175.1159 | Nairobi solar market 2026 | Wattage dependent
MAT-088 | Material | Solar inverter | nr | 1391.0355 | 2% | 1418.8563 | Nairobi solar market 2026 | Capacity dependent
MAT-089 | Material | Solar/storage battery | nr | 1931.9938 | 2% | 1970.6337 | Nairobi solar market 2026 | Chemistry and capacity dependent
MAT-090 | Material | Concrete paving blocks | m² | 13.9104 | 8% | 15.0232 | Nairobi external works allowance | Thickness dependent
MAT-091 | Material | Precast concrete kerb | m | 6.9552 | 5% | 7.3029 | Nairobi external works allowance | Type dependent
MAT-092 | Material | Security fencing complete | m | 57.9598 | 5% | 60.8578 | Nairobi external works allowance | Height and type dependent
MAT-093 | Material | Vehicular/pedestrian gate | nr | 1391.0355 | 3% | 1432.7666 | Nairobi fabrication allowance | Size and automation dependent
MAT-094 | Material | Imported topsoil | m³ | 19.3199 | 8% | 20.8655 | Nairobi landscaping allowance | Delivery dependent
MAT-095 | Material | Tree/shrub planting stock | nr | 19.3199 | 8% | 20.8655 | Nairobi landscaping allowance | Species and size dependent
MAT-096 | Material | Signage / graphic panel | nr | 115.9196 | 5% | 121.7156 | Nairobi signage allowance | Size and illumination dependent
MAT-097 | Material | Fitted joinery / casework | m | 193.1994 | 5% | 202.8594 | Nairobi joinery allowance | Finish and hardware dependent
MAT-098 | Material | Curtain system complete | nr | 193.1994 | 5% | 202.8594 | Nairobi interiors allowance | Size and fabric dependent
MAT-099 | Material | Blind system complete | nr | 139.1036 | 5% | 146.0587 | Nairobi interiors allowance | Size and type dependent
MAT-100 | Material | Loose furniture item | nr | 270.4791 | 3% | 278.5935 | Nairobi FF&E allowance | Specification dependent
MAT-101 | Material | Artwork / decorative accessory | nr | 154.5595 | 3% | 159.1963 | Nairobi interiors allowance | Curatorial allowance
MAT-102 | Material | Precast inspection chamber/manhole | nr | 927.357 | 5% | 973.7249 | Nairobi drainage allowance | Depth and cover class dependent
MAT-103 | Material | Drainage channel and grating | m | 34.7759 | 5% | 36.5147 | Nairobi drainage allowance | Load class dependent
MAT-104 | Material | Cable trunking / raceway | m | 7.728 | 5% | 8.1144 | Nairobi electrical allowance | Size dependent
MAT-105 | Material | Earthing electrode and accessories | nr | 92.7357 | 5% | 97.3725 | Nairobi electrical allowance | Soil conditions dependent
MAT-106 | Material | Lightning protection component | nr | 139.1036 | 5% | 146.0587 | Nairobi electrical allowance | Component type dependent
LAB-017 | Labour | HVAC/refrigeration technician | hr | 2.898 | 0% | 2.898 | Nairobi labour 2026 | Skilled artisan allowance
LAB-018 | Labour | Fire-systems technician | hr | 2.7048 | 0% | 2.7048 | Nairobi labour 2026 | Skilled technician allowance
LAB-019 | Labour | ELV/ICT/security technician | hr | 2.7048 | 0% | 2.7048 | Nairobi labour 2026 | Skilled technician allowance
LAB-020 | Labour | Lift installation technician | hr | 3.381 | 0% | 3.381 | Nairobi labour 2026 | Specialist technician allowance
LAB-021 | Labour | Welder / fabricator | hr | 2.7048 | 0% | 2.7048 | Nairobi labour 2026 | Skilled artisan allowance
LAB-022 | Labour | Landscaper / horticultural worker | hr | 1.449 | 0% | 1.449 | Nairobi labour 2026 | Skilled landscaping allowance
LAB-023 | Labour | Roofer | hr | 2.1252 | 0% | 2.1252 | Nairobi labour 2026 | Skilled roofing allowance
LAB-024 | Labour | Floor layer | hr | 1.932 | 0% | 1.932 | Nairobi labour 2026 | Skilled finishes allowance
LAB-025 | Labour | Ceiling/partition fixer | hr | 2.1252 | 0% | 2.1252 | Nairobi labour 2026 | Skilled drylining allowance
PLT-017 | Plant & Tools | Welding set | day | 46.3679 | 0% | 46.3679 | Nairobi plant allowance | Fuel/electrodes excluded
PLT-018 | Plant & Tools | Electrical/ICT test instruments | day | 38.6399 | 0% | 38.6399 | Nairobi plant allowance | Calibration dependent
PLT-019 | Plant & Tools | Pipe threading/fusion equipment | day | 61.8238 | 0% | 61.8238 | Nairobi plant allowance | Equipment type dependent
PLT-020 | Plant & Tools | Scissor lift / MEWP | day | 154.5595 | 0% | 154.5595 | Nairobi plant allowance | Height and mobilisation dependent
SUB-012 | Subcontractor | CCTV installation and commissioning | item | 1931.9938 | 0% | 1931.9938 | Nairobi specialist allowance | Quotation required
SUB-013 | Subcontractor | Access-control installation and commissioning | item | 1931.9938 | 0% | 1931.9938 | Nairobi specialist allowance | Quotation required
SUB-014 | Subcontractor | BMS installation and commissioning | item | 3863.9876 | 0% | 3863.9876 | Nairobi specialist allowance | Quotation required
SUB-015 | Subcontractor | AV/PA installation and commissioning | item | 3091.1901 | 0% | 3091.1901 | Nairobi specialist allowance | Quotation required
SUB-016 | Subcontractor | Solar PV installation and commissioning | item | 2704.7913 | 0% | 2704.7913 | Nairobi specialist allowance | Quotation required
SUB-017 | Subcontractor | Specialist joinery installation | item | 1391.0355 | 0% | 1391.0355 | Nairobi specialist allowance | Quotation required
SUB-018 | Subcontractor | Signage/branding installation | item | 927.357 | 0% | 927.357 | Nairobi specialist allowance | Quotation required
SUB-019 | Subcontractor | Interior styling and decoration | item | 1931.9938 | 0% | 1931.9938 | Nairobi specialist allowance | Quotation required
MAT-107 | Material | Temporary office/welfare unit hire | wk | 193.1994 | 0% | 193.1994 | Nairobi temporary works allowance | Unit type and duration dependent
MAT-108 | Material | PPE and site-safety consumables | set | 38.6399 | 5% | 40.5719 | Nairobi market allowance | Per operative/set allowance
MAT-109 | Material | Fire extinguisher and fire-point equipment | nr | 92.7357 | 3% | 95.5178 | Nairobi fire-safety allowance | Type and capacity dependent
MAT-110 | Material | Waste skip / waste container hire | wk | 139.1036 | 0% | 139.1036 | Nairobi waste allowance | Disposal trips excluded
MAT-111 | Material | Site hoarding complete | m | 50.2318 | 5% | 52.7434 | Nairobi temporary works allowance | Height and finish dependent
MAT-112 | Material | Temporary shoring/props system | item | 1931.9938 | 5% | 2028.5935 | Nairobi temporary works allowance | Engineering design dependent
MAT-113 | Material | Survey monitoring instrument/target | nr | 115.9196 | 3% | 119.3972 | Nairobi surveying allowance | Instrument type dependent
MAT-114 | Material | Holding-down bolt / cast-in fixing | nr | 27.0479 | 5% | 28.4003 | Nairobi structural allowance | Size and grade dependent
MAT-115 | Material | Masonry wall tie / restraint | nr | 1.932 | 5% | 2.0286 | Nairobi masonry allowance | Type dependent
MAT-116 | Material | Fire-stopping penetration seal | nr | 34.7759 | 5% | 36.5147 | Nairobi fire-stopping allowance | Size and rating dependent
MAT-117 | Material | Complete ironmongery set | set | 139.1036 | 5% | 146.0587 | Nairobi architectural allowance | Fire-rated sets cost more
MAT-118 | Material | Drainage gully / rodding fitting | nr | 92.7357 | 5% | 97.3725 | Nairobi drainage allowance | Type dependent
MAT-119 | Material | Oil interceptor / separator | nr | 2704.7913 | 3% | 2785.9351 | Nairobi drainage allowance | Capacity dependent
MAT-120 | Material | Pipe support / bracket assembly | nr | 13.9104 | 5% | 14.6059 | Nairobi MEP allowance | Size and finish dependent
MAT-121 | Material | Electrical metering panel | nr | 1391.0355 | 2% | 1418.8563 | Nairobi electrical allowance | CTs and utility requirements dependent
MAT-122 | Material | Power-factor-correction panel | nr | 3477.5889 | 2% | 3547.1406 | Nairobi electrical allowance | kVAr dependent
MAT-123 | Material | Surge-protection device | nr | 139.1036 | 3% | 143.2767 | Nairobi electrical allowance | Type/class dependent
MAT-124 | Material | Cable gland / termination kit | nr | 27.0479 | 5% | 28.4003 | Nairobi electrical allowance | Cable size dependent
MAT-125 | Material | Contactor / timeclock / control device | nr | 92.7357 | 3% | 95.5178 | Nairobi electrical allowance | Rating dependent
MAT-126 | Material | Heat exchanger / HIU skid | nr | 5023.1839 | 2% | 5123.6476 | Nairobi HVAC allowance | Duty dependent
MAT-127 | Material | Gas booster / pressure-control skid | nr | 3863.9876 | 2% | 3941.2674 | Nairobi gas-services allowance | Duty dependent
MAT-128 | Material | Dosing pot / dirt separator / filter | nr | 656.8779 | 3% | 676.5842 | Nairobi HVAC allowance | Size dependent
MAT-129 | Material | Cooling tower / dry cooler | nr | 13910.3555 | 2% | 14188.5626 | Nairobi HVAC allowance | Duty dependent
MAT-130 | Material | Precision cooling unit | nr | 6955.1777 | 2% | 7094.2813 | Nairobi HVAC allowance | Duty dependent
MAT-131 | Material | VMS/ICT server and software | nr | 3477.5889 | 2% | 3547.1406 | Nairobi ICT allowance | Licensing dependent
MAT-132 | Material | Equipment rack/cabinet with PDU | nr | 927.357 | 3% | 955.1777 | Nairobi ICT allowance | Size and accessories dependent
MAT-133 | Material | Patch panel / fibre tray | nr | 193.1994 | 3% | 198.9954 | Nairobi ICT allowance | Port/core count dependent
MAT-134 | Material | Router / firewall appliance | nr | 1391.0355 | 2% | 1418.8563 | Nairobi ICT allowance | Throughput/licensing dependent
MAT-135 | Material | Copper/fibre patch lead | nr | 11.592 | 5% | 12.1716 | Nairobi ICT allowance | Length and type dependent
MAT-136 | Material | Fire-alarm repeater / mimic panel | nr | 1159.1963 | 2% | 1182.3802 | Nairobi fire-system allowance | System compatibility dependent
MAT-137 | Material | Fire-alarm I/O module / relay | nr | 92.7357 | 3% | 95.5178 | Nairobi fire-system allowance | Module type dependent
MAT-138 | Material | Emergency microphone / paging station | nr | 656.8779 | 3% | 676.5842 | Nairobi voice-alarm allowance | System dependent
MAT-139 | Material | Fire telephone / jack point | nr | 270.4791 | 3% | 278.5935 | Nairobi fire-system allowance | System dependent
MAT-140 | Material | Lift guide-rail / shaft equipment package | nr | 5795.9815 | 2% | 5911.9011 | Nairobi lift allowance | Lift type dependent
MAT-141 | Material | External steps / ramp assembly | nr | 927.357 | 5% | 973.7249 | Nairobi external works allowance | Size and finish dependent
MAT-142 | Material | Soakaway / attenuation / SuDS unit | nr | 2704.7913 | 5% | 2840.0309 | Nairobi drainage allowance | Capacity dependent
MAT-143 | Material | Exit device / REX / break-glass unit | nr | 92.7357 | 3% | 95.5178 | Nairobi access-control allowance | Device type dependent
MAT-144 | Material | Intruder-alarm control panel | nr | 656.8779 | 2% | 670.0155 | Nairobi security allowance | Zone count dependent
MAT-145 | Material | PIR / intrusion detector | nr | 50.2318 | 3% | 51.7388 | Nairobi security allowance | Technology dependent
MAT-146 | Material | Wardrobe / locker unit | nr | 347.7589 | 5% | 365.1468 | Nairobi FF&E allowance | Size and finish dependent
MAT-147 | Material | Catering / kitchen equipment item | nr | 1159.1963 | 3% | 1193.9722 | Nairobi equipment allowance | Specification dependent
MAT-148 | Material | Digital mixing console / stage box | nr | 3477.5889 | 2% | 3547.1406 | Nairobi AV allowance | Channel count dependent
MAT-149 | Material | Microphone / DI box / stand | nr | 193.1994 | 3% | 198.9954 | Nairobi AV allowance | Type dependent
MAT-150 | Material | Audio DSP / matrix processor | nr | 1931.9938 | 2% | 1970.6337 | Nairobi AV allowance | I/O count dependent
MAT-151 | Material | Stage monitor / foldback speaker | nr | 579.5981 | 3% | 596.9861 | Nairobi AV allowance | Performance dependent
MAT-152 | Material | Audio patch bay / connection panel | nr | 270.4791 | 3% | 278.5935 | Nairobi AV allowance | Configuration dependent
MAT-153 | Material | BMS operator workstation | nr | 2704.7913 | 2% | 2758.8872 | Nairobi BMS allowance | Software/licensing dependent
MAT-154 | Material | BMS sensor / transmitter | nr | 115.9196 | 3% | 119.3972 | Nairobi BMS allowance | Measured variable dependent
MAT-155 | Material | Energy meter / sub-meter | nr | 347.7589 | 3% | 358.1917 | Nairobi BMS/electrical allowance | Protocol and rating dependent
MAT-156 | Material | Damper/valve actuator | nr | 193.1994 | 3% | 198.9954 | Nairobi BMS allowance | Torque and control type dependent
MAT-157 | Material | Gas meter / regulator set | nr | 1391.0355 | 2% | 1418.8563 | Nairobi gas-services allowance | Capacity dependent
MAT-158 | Material | Gas-detection panel and sensor set | nr | 1931.9938 | 2% | 1970.6337 | Nairobi gas-services allowance | Zones/gases dependent
MAT-159 | Material | Medical-gas manifold / alarm package | nr | 5023.1839 | 2% | 5123.6476 | Nairobi medical-gas allowance | System dependent
MAT-160 | Material | Decorative screen / room divider | nr | 656.8779 | 5% | 689.7218 | Nairobi interiors allowance | Material and size dependent
MAT-161 | Material | Feature stair / balustrade package | item | 9273.5703 | 3% | 9551.7774 | Nairobi specialist allowance | Design and finish dependent
SUB-020 | Subcontractor | Statutory authority / permit fee allowance | item | 579.5981 | 0% | 579.5981 | Nairobi statutory allowance | Confirm authority schedule
SUB-021 | Subcontractor | Surveying / monitoring service | item | 927.357 | 0% | 927.357 | Nairobi professional allowance | Scope dependent
SUB-022 | Subcontractor | Site security service | wk | 270.4791 | 0% | 270.4791 | Nairobi service allowance | Manning level dependent
SUB-023 | Subcontractor | Waste management / skip service | wk | 193.1994 | 0% | 193.1994 | Nairobi service allowance | Trips and waste class dependent
SUB-024 | Subcontractor | Builder's cleaning service | wk | 139.1036 | 0% | 139.1036 | Nairobi service allowance | Area and frequency dependent
SUB-025 | Subcontractor | Training / O&M / maintenance attendance | item | 1159.1963 | 0% | 1159.1963 | Nairobi specialist allowance | System and duration dependent